## Items
[9 empty] | Retail | Number of Strings (Total): | 2 | Number of Panels per String: | 4 | [27 empty] | Inverter Capacity | Multiplus | 48/3000/35-50 | 1 | 3 | kVA | 48 | V System
2 | 2 | [7 empty] | Super Dealer | Currency | 600 | Hotel Price + Feeding Per night |  |  | Exchange Rate: USD 1 = GH₵ 16.7 | [29 empty] | 0.555 | kW | 49.72 | Voc
|  | Select items | Retail with Tax | Super Dealer with Tax | End User (USD) | End User (GHC) | SuperDealer (USD) | SuperDealer (GHC) |  | GH₵ | 35 | GH₵/l | [24 empty] | 2 | 1 | 3 |  | Battery | Jinko_Lithium | 4.8kWh | 1 | 4.8 | kWh | 150 | V Mppt | 100 |  |  | 3 | 2
[10 empty] | USD | 10 | km/l | [28 empty] | Solar Panels | JA_Solar_Panel | 555W Mono | 6 | 0 | 3.075 | 6 |  |  | 0 | 0 | 6 | 6 | 0 | 3.5069 | 588 | 20 | 1160
|  | Victron Inverters | [7 empty] | Number of Strings (Non-Victron MPPT): | #DIV/0! |  | Quantity |  | Description | Delivery | Payment | Validity | Warranty | System Design | [14 empty] | type | Phase | Auto | Manual |  |  |  |  | Inverter List | Inverter Capacity | System Voltage | Battery List | Battery Capacity | Solar Panel List | [6 empty] | 2.034 | 68 | 35 | 2000
|  | Victron Phoenix Inverter 12/250 230V VE.Direct UK | 97.52 | 91.854 | 80 | 1336 | 75.3519 | 1258.38 | 320 | Greater Accra Region | 19.1617 | 30 | 1 |  | #REF! | Delivery: Immediate upon confirmation of payment | Payment: 100% Payment with order | Validity: 1 week from date of invoice | Warranty: 10 years for battery, 5 years for inverter and accessories, 10 years for solar panels | System Design: Hybrid Solar system to supply power to residential facility | DISPLAY TAX | TINO SOLUTIONS BANKS ACCOUNT DETAILS | [7 empty] | 0.25 | 12/250 |  |  | 12 | Phoenix | 1 |  |  |  |  | 1 |  | Phoenix | 0.25 | 12 | BYD_Lithium |  | BYD_Solar_Panel | [6 empty] | 1.5646 | 1468 | 45 | 2600
|  | Victron Phoenix Inverter 12/375 230V VE.Direct UK | 126.42 | 119.07 | 103.708 | 1731.93 | 97.6784 | 1631.23 | 320 | Accra | 19.1617 | 30 | 2 |  | SOLAR SYSTEM COMPONENTS COST | Delivery: Within 30 days after receipt of Purchase Order | Payment: 70% Payment with order, 30% Payment upon system Commissioning | Validity: 2 weeks from date of invoice | Warranty: 1 year for battery, 5 years for inverter and accessories, 10 years for solar panels | System Design: Hybrid Solar system to supply power to commercial facility | DO NOT DISPLAY TAX | BANK NAME | CEDIS | DOLLAR | ACCOUNT NAME |  |  | BRANCH |  | 0.375 | 12/375 |  |  | 12 | Phoenix | 1 |  | 1 | 1 |  |  |  | 0 | 0.375 | 24 | 0 | 4 | 0 | [6 empty] | 1.1826 | 628 | 60 | 3440
|  | Victron Phoenix Inverter 12/500 230V VE.Direct UK | 158.03 | 148.846 | 129.639 | 2164.98 | 122.105 | 2039.16 | 320 | Tema | 19.1617 | 30 | 3 |  | DATA LOGGER RENTAL | Delivery: Within 90 days after receipt of Purchase Order |  | Validity: 30 days from date of invoice | Warranty: 5 years for inverter and accessories, 10 years for solar panels | System Design: Grid-tied solar system for commercial facility |  | Bank Name: ACCESS BANK (GHANA) PLC | Account No: 0200223082501 (GHS) | Account No: 0201013082501 (USD) | Account Name: Tino Solutions Limited | Swift Code: ABNGGHACXXX | Sort Code: 280114 | Bank Branch: Abeka Lapaz |  | 0.5 | 12/500 |  |  | 12 | Phoenix | 1 | [6 empty] | Multiplus | 0.5 | 48 | Jinko_Lithium | 5 | Jinko_Solar_Panel | [6 empty] | 1.017 | 68 | 70 | 4000
|  | Victron Phoenix Inverter 12/800 230V VE.Direct UK | 256.46 | 241.542 | 210.3856 | 3513.44 | 198.1477 | 3309.07 | 2400 | Western Region | 143.7126 | 228 | 4 |  | DATA LOGGER RENTAL FROM 13-05-2022 TO 20-05-2022 | Delivery: Inverter is currently available. Batteries will be available by end of February |  | Validity: 90 days from date of invoice | Warranty: 2 Years for lead-acid batteries | System Design: Grid-tied solar system for industrifal facility | RESIDENTIAL | Bank Name: STANDARD CHARTERED BANK GHANA LIMITED | Account No: 0100106241600 (GHS) | Account No: 8701506241600 (USD) | Account Name: Tino Solutions Limited | Swift Code: SCBLGHACXXX | Sort Code: 020127 | Bank Branch: Achimota Mall |  | 0.8 | 12/800 |  |  | 12 | Phoenix | 1 | [6 empty] | Multiplus_II | 0.8 | 0 | Huawei_Lithium | 0 | JA_Solar_Panel | [6 empty] | 0.8302 | 4068 | 85 | 4900
|  | Victron Phoenix Inverter 12/1200 230V VE.Direct UK | 338.63 | 318.946 | 277.7933 | 4639.15 | 261.6456 | 4369.49 | 2400 | Takoradi | 143.7126 | 228 | 5 |  | VICTRON HYBRID SOLAR SYSTEM |  |  |  |  | System Design: System Components for Installation by client | NON-RESIDENTIAL | Bank Name: ZENITH BANK (GH) LTD | Account No: 6010184886 (GHS) | Account No: 6040100024 (USD) | Account Name: Tino Solutions Limited | Swift Code: ZEBLGHACXXX | Sort Code: 120101 | Bank Branch: Premier Towers |  | 1.2 | 12/1200 VE.Direct | 0 |  | 12 | Phoenix | 1 | [6 empty] | Multiplus_II_GX | 1.2 | Grid-Tied | Victron_AGM | 15.4 | Sharp_Solar_Panel | [6 empty] | 0.70138 | 4068 | 100 | 5800
|  | Victron Phoenix Inverter 24/250 230V VE.Direct UK | 95.52 | 91.85 | 78.3593 | 1308.61 | 75.3486 | 1258.33 | 2400 | Secondi | 143.7126 | 228 | 6 |  | VICTRON OFF-GRID SOLAR SYSTEM |  |  |  |  | System Design: System Upgrade | SLT LV | Bank Name: UNITED BANK FOR AFRICA (GHANA) LTD | Account No: 00101312003503 (GHS) | Account No: 00101312002230 (USD) | Account Name: Tino Solutions Limited | Swift Code: STBGGHACXXX | Sort Code: 060101 | Bank Branch: Heritage Tower |  | 0.25 | 24/250 | 0 |  | 24 | Phoenix | 1 | [6 empty] | Quattro | 1.6 |  | Victron_Gel | 2.56 | Victron_Solar_Panel
|  | Victron Phoenix Inverter 24/375 230V VE.Direct UK | 126.42 | 119.07 | 103.708 | 1731.93 | 97.6784 | 1631.23 | 8510 | Upper East Region | 509.5808 | 810 | 7 |  | GRID TIED SOLAR SYSTEM |  |  |  |  | System Design: Solar System Relocation | SLT MV | Bank Name: CONSOLIDATED BANK GHANA LTD | Account No: 0111302717161 (GHS) | Account No: 0111302717162 (USD) | Account Name: Tino Solutions Limited | Swift Code: CBGHGHACXXX | Sort Code: 340147 | Bank Branch: Oxford Street Branch |  | 0.375 | 24/375 | 0 |  | 24 | Phoenix | 1 | [6 empty] | EasySolar | 2 |  | Hoppecke_OPzV | 4.8 | [7 empty] | 0.70138 | 4068
|  | Victron Phoenix Inverter 24/500 230V VE.Direct UK | 158.03 | 148.85 | 129.639 | 2164.98 | 122.1083 | 2039.21 | 8510 | Bolgatanga | 509.5808 | 810 | 8 |  | TROUBLESHOOTING OF FAULT ON SOLAR SYSTEM |  |  |  |  | System Design: Solar System Relocation and Upgrade | SLT HV | Bank Name: ECOBANK (GH) LTD | Account No: 1441002237313 (GHS) | Account No: 3441002198840 (USD) | Account Name: Tino Solutions Limited | Swift Code: ECOCGHACXXX | Sort Code: 130111 | Bank Branch: Abeka Lapaz |  | 0.5 | 24/500 |  |  | 24 | Phoenix | 1 | [6 empty] | EasySolar_II | 3 |  | Hoppecke_Lead_Acid | 0.096
|  | Victron Phoenix Inverter 24/800 230V VE.Direct UK | 256.46 | 241.54 | 210.3856 | 3513.44 | 198.146 | 3309.04 | 900 | Eastern Region | 53.8922 | 85 | 9 |  | SOLAR SYSTEM UPGRADE |  |  |  |  | System Design: Removal and Reinstallation of Solar System | SLT Steel Companies | Bank Name: FIDELITY BANK GHANA LIMITED | Account No: 1050028224118 (GHS) | Account No: 1951028224113 (USD) | Account Name: Tino Solutions Limited | Swift Code: FBLIGHACXXX | Sort Code: 240118 | Bank Branch: Adenta |  | 0.8 | 24/800 |  |  | 24 | Phoenix | 1 | [6 empty] | Phocos_H | 5 |  | #N/A | 0.168 | [9 empty] | 100 | 85
|  | Victron Phoenix Inverter 24/1200 230V VE.Direct UK | 338.63 | 318.95 | 277.7933 | 4639.15 | 261.6489 | 4369.54 | 900 | Koforidua | 53.8922 | 85 | 10 |  | SOLAR SYSTEM RELOCATION |  |  |  |  | System Design: Solar system to supply power to residential facility | SLT HV Mines | Bank Name: CAL BANK GHANA LIMITED | Account No: 1400007916096 (GHS) | Account No: 14000079000234 (USD) | Account Name: Tino Solutions Limited | Swift Code: ACCCGHACXXX | Sort Code: 140101 | Bank Branch: Independence Avenue |  | 1.2 | 24/1200 | 0 |  | 24 | Phoenix | 1 | [6 empty] | Phocos_B | 0 |  | #N/A | 0.264
|  | Victron Phoenix Inverter 48/250 230V VE.Direct UK | 95.52 | 91.854 | 78.3593 | 1308.61 | 75.3519 | 1258.38 | 1200 | Central Region | 71.8563 | 114 | 11 |  | REMOVAL OF SOLAR SYSTEM COMPONENTS AND REINSTALLATION | [6 empty] | Bank Name: ABSA BANK GHANA LIMITED | Account No: 0000001075713 (GHS) | Account No: 0000001504475 (USD) | Account Name: Tino Solutions Limited | Swift Code: BARCGHACXXX | Sort Code: 030114 | Bank Branch: Ring Road Central |  | 0.25 | 48/250 | 0 |  | 48 | Phoenix | 1 | [6 empty] | Deye | 6 |  | #N/A | 0.456
|  | Victron Phoenix Inverter 48/375 230V VE.Direct UK | 126.42 | 119.07 | 103.708 | 1731.93 | 97.6784 | 1631.23 | 1200 | Cape Coast | 71.8563 | 114 | 12 |  | DECOMMISSIONING OF SOLAR SYSTEM | [14 empty] | 0.375 | 48/375 | 0 |  | 48 | Phoenix | 1 | [6 empty] | Huawei | 8 |  |  | 0.72
|  | Victron Phoenix Inverter 48/500 230V VE.Direct UK | 158.03 | 148.846 | 129.639 | 2164.98 | 122.105 | 2039.16 | 2840 | Ashanti Region | 170.0599 | 270 | 13 |  | MAINTENANCE OF SOLAR SYSTEM | [14 empty] | 0.5 | 48/500 |  |  | 48 | Phoenix | 1 | [6 empty] | Galvo | 10 |  |  | 1.08 | [8 empty] | 85
|  | Victron Phoenix Inverter 48/800 230V VE.Direct UK | 256.46 | 241.542 | 210.3856 | 3513.44 | 198.1477 | 3309.07 | 2840 | Kumasi | 170.0599 | 270 | 14 |  | SOLAR SYSTEM SUPPORT SERVICE | [14 empty] | 0.8 | 48/800 |  |  | 48 | Phoenix | 1 | [6 empty] | Primo | 15 |  |  | 1.32
|  | Victron Phoenix Inverter 48/1200 230V VE.Direct UK | 338.63 | 318.946 | 277.7933 | 4639.15 | 261.6456 | 4369.49 | 1950 | Volta Region | 116.7665 | 185 | 15 |  | SYSTEM COMPONENT COSTS | [14 empty] | 1.2 | 48/1200 |  |  | 48 | Phoenix | 1 | [6 empty] | Symo | 16 |  |  | 2.64
|  | Victron Phoenix Inverter 48/1600 230V Smart | 544.52 | 512.86 | 446.694 | 7459.79 | 420.7219 | 7026.06 | 1950 | Ho | 116.7665 | 185 | 16 |  | BACKUP SYSTEM | [14 empty] | 1.6 | 48/1600 |  |  | 48 | Phoenix | 1 | [6 empty] | Eco | 12 |  |  | 2.4
|  | Victron Phoenix Inverter 48/2000 230V Smart | 649.27 | 611.518 | 532.6251 | 8894.84 | 501.6555 | 8377.65 | 7480 | Upper West Region | 447.9042 | 712 | 17 |  | SOLAR STREET LIGHTS | [14 empty] | 2 | 48/2000 |  |  | 48 | Phoenix | 1 | [6 empty] | Verto | 20 |  |  | 26.3
|  | Victron Phoenix Inverter 48/3000 230V Smart | 921.95 | 868.352 | 756.3167 | 12630.49 | 712.3478 | 11896.21 | 7480 | Wa | 447.9042 | 712 | 18 |  | SOLAR DC WATER PUMP PROJECT | [14 empty] | 3 | 48/3000 |  |  | 48 | Phoenix | 1 | [6 empty] | Tauro | 30 |  |  | 1.2
|  | Victron Phoenix Inverter 48/5000 230V Smart | 1381.59 | 1301.265 | 1133.3798 | 18927.45 | 1067.4856 | 17827.02 | 4200 | Bono Region | 251.497 | 400 | 19 | [16 empty] | 5 | 48/5000 |  |  | 48 | Phoenix | 1 | [6 empty] | Gen_24_Primo | 40 |  |  | 1.8
[5 empty] | 0 | 0 | 0 | 0 | 4200 | Sunyani | 251.497 | 400 | 20 | [18 empty] | 0 | [11 empty] | 50 |  |  | 3
|  | Victron MultiPlus 12/500/20-16 230V VE.Bus | 261.87 | 246.645 | 214.8236 | 3587.56 | 202.3339 | 3378.98 | 4070 | Ahafo Region | 243.7126 | 387 | 21 | [16 empty] | 0.5 | 12/500 |  |  | 12 | Multiplus | 1 |  |  |  | 20 |  |  |  | 8.2 |  |  | #N/A
|  | Victron MultiPlus 12/800/35-16 230V VE.Bus | 307.91 | 290.012 | 252.5923 | 4218.3 | 237.9098 | 3973.1 | 4070 | Goaso | 243.7126 | 387 | 22 | [16 empty] | 0.8 | 12/800 |  |  | 12 | Multiplus | 1 |  |  |  | 35 |  |  |  | 25 |  |  | #N/A
|  | Victron MultiPlus 12/1200/50-16 230V VE.Bus | 429.83 | 404.838 | 352.6087 | 5888.57 | 332.1066 | 5546.19 | 3590 | Oti Region | 214.9701 | 341 | 23 | [16 empty] | 1.2 | 12/1200 |  |  | 12 | Multiplus | 1 |  |  |  | 50 |  |  |  | 27 |  |  | #N/A
|  | Victron MultiPlus 12/1600/70-16 230V VE.Bus | 488.51 | 460.112 | 400.7465 | 6692.47 | 377.4504 | 6303.43 | 3590 | Dambai | 214.9701 | 341 | 24 |  | Backup System with 5kVA inverter, 10kWh Battery, and Remote Monitoring | [14 empty] | 1.6 | 12/1600 | 0 |  | 12 | Multiplus | 1 |  |  |  | 70 |  |  |  | 33.3 |  |  | #N/A
|  | Victron MultiPlus 12/2000/80-32 230V VE.Bus | 544.51 | 512.86 | 446.6858 | 7459.66 | 420.7219 | 7026.06 | 4180 | Bono East Region | 250.2994 | 398 | 25 |  | Grid-Tied Solar System with 5kVA inverter, 5.085kWp Solar Panels and Remote Monitoring | [14 empty] | 2 | 12/2000 | 0 |  | 12 | Multiplus | 1 |  |  |  | 80 |  |  |  | 100 |  |  | #N/A
|  | Victron MultiPlus 24/500/20-16 230V VE.Bus | 261 | 246.645 | 214.1099 | 3575.64 | 202.3339 | 3378.98 | 4180 | Techiman | 250.2994 | 398 | 26 |  | Hybrid Solar System with 5kVA inverter, 10kWh Battery, 5.085kWp Solar Panels and Remote Monitoring | [14 empty] | 0.5 | 24/500 |  |  | 24 | Multiplus | 1 |  |  |  | 20 |  |  |  | 4 |  |  | #N/A
|  | Victron MultiPlus 24/800/35-16 230V VE.Bus | 307.91 | 290.012 | 252.5923 | 4218.3 | 237.9098 | 3973.1 | 6790 | North East Region | 406.5868 | 646 | 27 |  | Hybrid Solar System with 5kVA inverter, 10kWh Battery, and 5.085kWp Solar Panels | [14 empty] | 0.8 | 24/800 |  |  | 24 | Multiplus | 1 |  |  |  | 35 |  |  |  | #N/A |  |  | #N/A
|  | Victron MultiPlus 24/1200/50-16 230V VE.Bus | 429.83 | 404.838 | 352.6087 | 5888.57 | 332.1066 | 5546.19 | 6790 | Nalerigu | 406.5868 | 646 | 28 |  | Mini-grid Solar System with 5kVA inverter, 10kWh Battery, 5.085kWp Solar Panels and Remote Monitoring | [14 empty] | 1.2 | 24/1200 |  |  | 24 | Multiplus | 1 |  |  |  | 50 | [6 empty] | #N/A
|  | Victron MultiPlus 24/1600/70-16 230V VE.Bus | 488.51 | 460.112 | 400.7465 | 6692.47 | 377.4504 | 6303.43 | 8220 | Savanna Region | 492.2156 | 782 | 29 | [16 empty] | 1.6 | 24/1600 |  |  | 24 | Multiplus | 1 |  |  |  | 70 | [6 empty] | #N/A
|  | Victron MultiPlus 24/2000/80-32 230V VE.Bus | 544.51 | 512.86 | 446.6858 | 7459.66 | 420.7219 | 7026.06 | 8220 | Damango | 492.2156 | 782 | 30 | [16 empty] | 2 | 24/2000 |  |  | 24 | Multiplus | 1 |  |  |  | 80 | [6 empty] | #N/A
|  | Victron MultiPlus 24/3000/35-50 230V VE.Bus | 1293.1 | 1217.916 | 1060.7875 | 17715.16 | 999.1107 | 16685.15 | 6600 | Northern Region | 395.2096 | 628 | 31 | [16 empty] | 3 | 24/3000/70-50 | 0 |  | 24 | Multiplus | 1 |  |  |  | 70
|  | Victron MultiPlus 48/500/6-16 230V VE.Bus | 261 | 246.645 | 214.1099 | 3575.64 | 202.3339 | 3378.98 | 6600 | Tamale | 395.2096 | 628 | 32 | [16 empty] | 0.5 | 48/500 |  |  | 48 | Multiplus | 1 |  |  |  | 6
|  | Victron MultiPlus 48/800/9-16 230V VE.Bus | 307.91 | 290.012 | 252.5923 | 4218.3 | 237.9098 | 3973.1 |  |  |  |  | 33 | [16 empty] | 0.8 | 48/800 |  |  | 48 | Multiplus | 1 |  |  |  | 9
|  | Victron MultiPlus 48/1200/13-16 230V VE.Bus | 429.83 | 404.838 | 352.6087 | 5888.57 | 332.1066 | 5546.19 |  |  |  |  | 34 | [16 empty] | 1.2 | 48/1200 |  |  | 48 | Multiplus | 1 |  |  |  | 13
|  | Victron MultiPlus 48/1600/20-16 230V VE.Bus | 488.51 | 460.112 | 400.7465 | 6692.47 | 377.4504 | 6303.43 |  |  |  |  | 35 | [16 empty] | 1.6 | 48/1600 |  |  | 48 | Multiplus | 1 |  |  |  | 20
|  | Victron MultiPlus 48/2000/25-32 230V VE.Bus | 544.51 | 512.86 | 446.6858 | 7459.66 | 420.7219 | 7026.06 |  |  |  |  | 36 | [16 empty] | 2 | 48/2000 |  |  | 48 | Multiplus | 1 |  |  |  | 25
|  | Victron MultiPlus 48/3000/35-16 230V VE.Bus | 829.87 | 781.618 | 680.7793 | 11369.02 | 641.1961 | 10707.98 |  |  |  |  | 37 | [16 empty] | 3 | 48/3000/35-16 | 0 |  | 48 | Multiplus | 1 |  |  |  | 35
|  | Victron MultiPlus 48/3000/35-50 230V VE.Bus | 865.99 | 815.638 | 710.4102 | 11863.85 | 669.1042 | 11174.04 |  |  |  |  | 38 | [16 empty] | 3 | 48/3000/35-50 | 0 |  | 48 | Multiplus | 1 | 1 |  | 1 | 35
|  | Victron MultiPlus 48/5000/70-100 230V VE.Bus | 1174.79 | 1106.492 | 963.7326 | 16094.34 | 907.7047 | 15158.67 |  |  |  |  | 39 | [16 empty] | 5 | 48/5000 | 0 |  | 48 | Multiplus | 1 |  |  |  | 70
|  | Victron Multi RS Solar 48/6000/100-450/100 1 tracker | 1914.36 | 1803.06 | 1570.4348 | 26226.27 | 1479.1304 | 24701.48 |  |  |  |  | 40 | [16 empty] | 6 | 48/6000 |  | 450 | 48 | Multiplus | 1 |  |  |  | 100
[13 empty] | 41 | [18 empty] | 0
|  | Victron MultiPlus-II 24/3000/35-32 230V | 988.79 | 931.306 | 811.1485 | 13546.18 | 763.9918 | 12758.67 |  |  |  |  | 42 | [16 empty] | 3 | 24/3000 |  |  | 24 | Multiplus_II | 1 |  |  |  | 70
|  | Victron MultiPlus-II 24/5000/70-50 230V | 2166.876 | 1950.188 | 1777.5849 | 29685.67 | 1599.8261 | 26717.1 |  |  |  |  | 43 | [16 empty] | 5 | 24/5000 |  |  | 24 | Multiplus_II | 1 |  |  |  | 120
|  | Victron MultiPlus-II 48/3000/35-32 230V | 592.37 | 557.928 | 485.9475 | 8115.33 | 457.6932 | 7643.48 |  |  |  |  | 45 | [16 empty] | 3 | 48/3000 |  |  | 48 | Multiplus_II | 1 |  |  |  | 35
1 | 1 | Victron MultiPlus-II 48/5000/70-50 230V | 937.31 | 882.819 | 768.9171 | 12840.92 | 724.2158 | 12094.41 |  |  |  |  | 46 | Victron MultiPlus-II 48/5000/70-50 230V | [15 empty] | 5 | 48/5000 | 5 |  | 48 | Multiplus_II | 1 |  |  |  | 70
|  | Victron MultiPlus-II 48/8000/110-100/100 230V | 1629.91 | 1535.144 | 1337.0878 | 22329.37 | 1259.347 | 21031.1 |  |  |  |  | 47 | [16 empty] | 8 | 48/8000 |  |  | 48 | Multiplus_II | 1 |  |  |  | 110
|  | Victron MultiPlus-II 48/10000/140-100 230V | 1945.97 | 1832.836 | 1596.3659 | 26659.32 | 1503.557 | 25109.41 |  |  |  |  | 48 | [16 empty] | 10 | 48/10000 |  |  | 48 | Multiplus_II | 1 |  |  |  | 140
|  | Victron MultiPlus-II 48/15000/200-100 230V | 2716.22 | 2558.304 | 2228.2363 | 37211.55 | 2098.6907 | 35048.14 |  |  |  |  | 49 | [16 empty] | 15 | 48/15000 |  |  | 48 | Multiplus_II | 1 |  |  |  | 200
|  | Victron MultiPlus-II 48/3000/35-32 230V GX | 674.55 | 635.332 | 553.3634 | 9241.17 | 521.1911 | 8703.9 |  |  |  |  | 51 | [16 empty] | 3 | 48/3000 | 0 |  | 48 | Multiplus_II_GX | 1 |  |  |  | 35
|  | Victron MultiPlus-II 48/5000/70-50 230V GX | 1038.45 | 978.075 | 851.8868 | 14226.51 | 802.3585 | 13399.39 |  |  |  |  | 52 | [16 empty] | 5 | 48/5000 | 0 |  | 48 | Multiplus_II_GX | 1 |  |  |  | 70
[5 empty] | 0 | 0 | 0 | 0 |  |  |  |  | 53 | [18 empty] | 0
|  | Victron Quattro 48/5000/70-100/100 230V VE.Bus | 1672.37 | 1575.126 | 1371.9196 | 22911.06 | 1292.146 | 21578.84 |  |  |  |  | 54 | [16 empty] | 5 | 48/5000 |  |  | 48 | Quattro | 1 |  |  |  | 70
|  | Victron Quattro 48/8000/110-100/100 230V VE.Bus | 2207.83 | 2079.464 | 1811.1813 | 30246.73 | 1705.8769 | 28488.15 |  |  |  |  | 55 | [16 empty] | 8 | 48/8000 |  |  | 48 | Quattro | 1 |  |  |  | 110
|  | Victron Quattro 48/10000/140-100/100 230V VE.Bus | 2637.65 | 2484.302 | 2163.7818 | 36135.16 | 2037.9836 | 34034.33 |  |  |  |  | 56 | [16 empty] | 10 | 48/10000 |  |  | 48 | Quattro | 1 |  |  |  | 140
|  | Victron Quattro 48/15000/200-100/100 230V VE.Bus | 3464.8 | 3263.36 | 2842.3298 | 47466.91 | 2677.0796 | 44707.23 |  |  |  |  | 57 | [16 empty] | 15 | 48/15000 |  |  | 48 | Quattro | 1 |  |  |  | 200
[5 empty] | 0 | 0 | 0 | 0 |  |  |  |  | 58 | [18 empty] | 0
|  | Victron Quattro-II 48/5000/70-50/50 230V VE.Bus | 1462.86 | 1377.81 | 1200.0492 | 20040.83 | 1130.2789 | 18875.66 |  |  |  |  | 59 | [16 empty] | 5 | 48/5000 | 0 |  | 48 | EasySolar | 1 |  |  |  | 70
[5 empty] | 0 | 0 | 0 | 0 |  |  |  |  | 60 | [18 empty] | 0
|  | Victron EasySolar-II 24/3000/70-32 MPPT 250/70 GX | 1342.77 | 1264.702 | 1101.534 | 18395.62 | 1037.4914 | 17326.11 |  |  |  |  | 61 | [16 empty] | 3 | 24/3000 | 0 |  | 24 | EasySolar_II | 1 |  |  |  | 70
|  | Victron EasySolar-II 48/3000/35-32 MPPT 250/70 GX | 1342.77 | 1264.702 | 1101.534 | 18395.62 | 1037.4914 | 17326.11 |  |  |  |  | 62 | [16 empty] | 3 | 48/3000 | 0 |  | 48 | EasySolar_II | 1 |  |  |  | 35
|  | Victron EasySolar-II 48/5000/70-50 MPPT 250/100 GX | 1893.58 | 1783.49 | 1553.388 | 25941.58 | 1463.0763 | 24433.38 |  |  |  |  | 63 | [16 empty] | 5 | 48/5000 | 0 |  | 48 | EasySolar_II | 1 |  |  |  | 70
[13 empty] | 64 | [18 empty] | 0
|  | Phocos Inverters | [10 empty] | 65 | [18 empty] | 0
|  | Phocos Inverter PSW-H-3KW-230/24V | 1170.41 | 1102.361 | 960.1395 | 16034.33 | 904.3158 | 15102.08 |  |  |  |  | 66 | [16 empty] | 3 | 24/3000 |  | 450 | 24 | Phocos_H | 1 |  |  |  | 80
|  | Phocos Inverter PSW-H-5KW-230/48V | 1204 | 1134 | 987.6948 | 16494.51 | 930.2707 | 15535.53 |  |  |  |  | 67 | [16 empty] | 5 | 48/5000 |  | 450 | 48 | Phocos_H | 1 |  |  |  | 80
|  | Phocos Inverter PSW-H-8KW-230/48V | 1582.4 | 1490.4 | 1298.1132 | 21678.5 | 1222.6415 | 20418.12 |  |  |  |  | 68 | [16 empty] | 8 | 48/8000 |  | 500 | 48 | Phocos_H | 1 |  |  |  | 120
|  | Phocos Inverter PSW-B-3KW-230/24V | 757.69 | 713.642 | 621.5669 | 10380.17 | 585.4323 | 9776.72 |  |  |  |  | 69 | [16 empty] | 3 | 24/3000 | 0 | 145 | 24 | Phocos_B | 1 |  |  |  | 60
|  | Remote Monitoring & Control Gateway w. PhocosLink Cloud Plan | 342.28 | 322.38 | 280.7875 | 4689.16 | 264.4627 | 4416.53 |  |  |  |  | 70 | [18 empty] | 0
|  | Any-Bridge IOT Gateway + Phocoslink Cloud Report | 368.15 | 318.4 | 302.0098 | 5043.57 | 261.1977 | 4362.01 |  |  |  |  | 71 | [18 empty] | 0
[13 empty] | 72 | [18 empty] | 0
|  | Deye Inverters | [10 empty] | 73 | [18 empty] | 0
|  | Deye SUN-3K-SG04LP1- EU - Single phase 3kW LV hybrid inverter | 1276.5 | 1138.5 | 1047.1698 | 17487.74 | 933.9623 | 15597.17 |  |  |  |  | 74 | [16 empty] | 3 | 48/3000 |  | 500 | 48 | Deye | 1 |  |  |  | 70
|  | Deye SUN-5K-SG03LP1- EU - Single phase 5kW LV hybrid inverter | 1554 | 1386 | 1274.8154 | 21289.42 | 1136.9975 | 18987.86 |  |  |  |  | 75 | [16 empty] | 5 | 48/5000 |  | 500 | 48 | Deye | 1 |  |  |  | 120
|  | Deye SUN-6K-SG05LP1- EU- Single phase 6kW LV hybrid inverter | 1646.5 | 1468.5 | 1350.6973 | 22556.65 | 1204.676 | 20118.09 |  |  |  |  | 76 | [16 empty] | 6 | 48/6000 |  | 500 | 48 | Deye | 1 |  |  |  | 135
|  | Deye SUN-8K-SG01LP1- EU- Single phase 8kW LV hybrid inverter | 2525.25 | 2252.25 | 2071.5751 | 34595.31 | 1847.621 | 30855.28 |  |  |  |  | 77 | [16 empty] | 8 | 48/8000 |  | 500 | 48 | Deye | 1 |  |  |  | 190
|  | Deye SUN-16K-SG01LP1- EU- Single phase 16kW LV hybrid inverter | 4810 | 4290 | 3945.8573 | 65895.82 | 3519.2781 | 58771.95 |  |  |  |  | 78 | [16 empty] | 16 | 48/16000 |  | 500 | 48 | Deye | 1 |  |  |  | 290
|  | Deye SUN-10K-SG04LP3- EU - Three phase 10kW LV hybrid inverter | 3400.3 | 3032.7 | 2789.4176 | 46583.28 | 2487.8589 | 41547.25 |  |  |  |  | 79 | [16 empty] | 10 | 48/10000 |  | 800 | 48 | Deye | 3 |  |  |  | 210
|  | Deye SUN-12K-SG04LP3- EU - Three phase 12kW LV hybrid inverter | 3594.55 | 3205.95 | 2948.7695 | 49244.46 | 2629.9836 | 43920.73 |  |  |  |  | 80 | [16 empty] | 12 | 48/12000 |  | 800 | 48 | Deye | 3 |  |  |  | 240
[13 empty] | 81 | [18 empty] | 0
|  | Huawei Inverters | [10 empty] | 82 | [18 empty] | 0
|  | Huawei SUN 2000-2KTL-L1 | 729.28 | 686.88 | 598.2609 | 9990.96 | 563.4783 | 9410.09 |  |  |  |  | 83 | [16 empty] | 2 | 48/2000 |  | 600 | 48 | Huawei | 1
|  | Huawei SUN 2000-3KTL-L1 | 846.14 | 796.943 | 694.1263 | 11591.91 | 653.7678 | 10917.93 |  |  |  |  | 84 | [16 empty] | 3 | 48/3000 |  | 600 | 48 | Huawei | 1
|  | Huawei SUN 2000-5KTL-L1 | 1086.13 | 1022.981 | 891.0008 | 14879.72 | 839.1969 | 14014.59 |  |  |  |  | 85 | [16 empty] | 5 | 48/5000 |  | 600 | 48 | Huawei | 1
|  | Huawei SUN 2000-5KTL-M1 | 1266.35 | 1192.725 | 1038.8433 | 17348.69 | 978.4454 | 16340.04 |  |  |  |  | 86 | [16 empty] | 5 | 48/5000 |  | 1100 | 48 | Huawei | 1
|  | Huawei SUN 2000-10KTL-M1 | 1884.04 | 1774.499 | 1545.5619 | 25810.89 | 1455.7006 | 24310.2 |  |  |  |  | 87 | [16 empty] | 10 | 48/10000 |  | 1100 | 48 | Huawei | 1
|  | Huawei SUN2000-20KTL-M5 | 2491.11 | 2346.278 | 2043.5685 | 34127.6 | 1924.7564 | 32143.44 |  |  |  |  | 88 | [16 empty] | 20 | 48/20000 |  | 1100 | 48 | Huawei | 3
|  | Huawei SUN2000-30KTL-M3 | 2913.47 | 2744.086 | 2390.0492 | 39913.83 | 2251.096 | 37593.31 |  |  |  |  | 89 | [16 empty] | 30 | 48/30000 |  | 1100 | 48 | Huawei | 3
|  | Huawei SUN2000-40KTL-M3 | 3448.48 | 3247.987 | 2828.9418 | 47243.33 | 2664.4684 | 44496.63 |  |  |  |  | 90 | [16 empty] | 40 | 48/40000 |  | 1100 | 48 | Huawei | 3
|  | Huawei SUN 2000-50KTL-M3 | 3756.7 | 3538.291 | 3081.7884 | 51465.87 | 2902.6177 | 48473.72 |  |  |  |  | 91 | [16 empty] | 50 | 48/50000 |  | 1100 | 48 | Huawei | 3
|  | Huawei Function Module, Smart Dongle-WLAN-FE, SDongleA-05, WLAN-FE Wireless Module, EQ-10N | 65.12 | 61.236 | 53.4208 | 892.13 | 50.2346 | 838.92 |  |  |  |  | 92
|  | Huawei Function Module, Inverter external 4G dongle, Supporting the communication for 10 devices at most | 158.93 | 149.688 | 130.3774 | 2177.31 | 122.7957 | 2050.69 |  |  |  |  | 93 | [18 empty] | 0
|  | Huawei SmartLogger 3000A01GL | 605.01 | 569.835 | 496.3167 | 8288.49 | 467.461 | 7806.6 |  |  |  |  | 94 | [18 empty] | 0
|  | Huawei DTSU666-H 250A/50mA 3-Phase Smart Power Sensor | 101.51 | 95.612 | 83.2732 | 1390.67 | 78.4348 | 1309.87 |  |  |  |  | 95
|  | Huawei DDSU666-H | 66.75 | 62.872 | 54.758 | 914.46 | 51.5767 | 861.34 |  |  |  |  | 96 | [18 empty] | 0
|  | Huawei IOT outdoor 4G module | 294.12 | 277.02 | 241.2797 | 4029.38 | 227.2518 | 3795.11 |  |  |  |  | 97 | [18 empty] | 0
[13 empty] | 98 | [18 empty] | 0
|  | Fronius Inverters and Accessories |  |  | 0 | 0 | 0 | 0 |  |  |  |  | 99 | [18 empty] | 0
|  | Fronius Primo 3kw light | 1337.82 | 1260.036 | 1097.4733 | 18327.81 | 1033.6637 | 17262.19 |  |  |  |  | 100 | [16 empty] | 3 | 3kW Grid-Tied |  | 1000 | Grid-Tied | Galvo | 1
|  | Fronius Primo 5kw light | 1666.9 | 1570.007 | 1367.4323 | 22836.12 | 1287.9467 | 21508.71 |  |  |  |  | 101 | [16 empty] | 5 | 5kW Grid-Tied |  | 1000 | Grid-Tied | Primo | 1
|  | Fronius Primo 6kw light | 2224.0632 | 2094.757 | 1824.4981 | 30469.12 | 1718.4225 | 28697.66 |  |  |  |  | 102 | [16 empty] | 6 | 6kW Grid-Tied |  | 1000 | Grid-Tied | Primo | 1
|  | Fronius Primo 8.2kw light | 2563.2472 | 2414.221 | 2102.7459 | 35115.86 | 1980.493 | 33074.24 |  |  |  |  | 103 | [16 empty] | 8.2 | 8.2kW Grid-Tied |  | 1000 | Grid-Tied | Primo | 1
|  | Froius Symo 3.0-3-S 3kw light | 1733.12 | 1632.261 | 1421.7555 | 23743.32 | 1339.0164 | 22361.58 |  |  |  |  | 104 | [16 empty] | 3 | 3kW Grid-Tied |  | 1000 | Grid-Tied | Symo | 3
|  | Fronius Symo 5.0-3-M 5kw light | 1895.82 | 1785.596 | 1555.2256 | 25972.27 | 1464.8039 | 24462.23 |  |  |  |  | 105 | [16 empty] | 5 | 5kW Grid-Tied |  | 1000 | Grid-Tied | Symo | 3
|  | Fonius Symo 6.0-3-M 6kw Light | 1938.42 | 1825.724 | 1590.1723 | 26555.88 | 1497.7227 | 25011.97 |  |  |  |  | 106 | [16 empty] | 6 | 6kW Grid-Tied |  | 1000 | Grid-Tied | Symo | 3
|  | Fronius Symo Advanced 10.0-3-M 10kw light | 2600.6056 | 2449.408 | 2133.3926 | 35627.66 | 2009.3585 | 33556.29 |  |  |  |  | 107 | [16 empty] | 10 | 10kW Grid-Tied |  | 1000 | Grid-Tied | Symo | 3
|  | Fronius Symo Advanced 15.0-3-M 15kw light | 3004.7196 | 2830.027 | 2464.9053 | 41163.92 | 2321.5972 | 38770.68 |  |  |  |  | 108 | [16 empty] | 15 | 15kW Grid-Tied |  | 1000 | Grid-Tied | Symo | 3
|  | Fronius Symo Advanced 20.0-3-M 20kw light | 3365.7648 | 3170.081 | 2761.0868 | 46110.15 | 2600.5587 | 43429.33 |  |  |  |  | 109 | [16 empty] | 20 | 20kW Grid-Tied |  | 1000 | Grid-Tied | Symo | 3
|  | Fronius Eco 25.0-3-S 25kw light | 3204.36 | 3018.06 | 2628.6792 | 43898.95 | 2475.8491 | 41346.68 |  |  |  |  | 110 | [16 empty] | 25 | 25kW Grid-Tied |  | 1000 | Grid-Tied | Eco | 3
|  | Fronius Eco 27.0-3-S kw light | 3297.24 | 3105.54 | 2704.8728 | 45171.38 | 2547.6128 | 42545.14 |  |  |  |  | 111 | [16 empty] | 27 | 27kW Grid-Tied |  | 1000 | Grid-Tied | Eco | 3
|  | Fronius Verto 30.0 SPD 1+2 | 4183.04 | 3939.84 | 3431.534 | 57306.62 | 3232.0263 | 53974.84 |  |  |  |  | 112 | [16 empty] | 30 | 30kW Grid-Tied |  | 1000 | Grid-Tied | Verto | 3
|  | Fronius Verto 30.0 SPD 2 | 4148.04 | 3907.44 | 3402.822 | 56827.13 | 3205.4471 | 53530.97 |  |  |  |  | 113 | [16 empty] | 30 | 30kW Grid-Tied | 0 | 1000 | Grid-Tied | Verto | 3
|  | Fronius Verto 33.3 SPD 1+2 | 4490.92 | 4229.82 | 3684.1017 | 61524.5 | 3469.9098 | 57947.5 |  |  |  |  | 114 | [16 empty] | 33.3 | 33.3kW Grid-Tied |  | 1000 | Grid-Tied | Verto | 3
|  | Fronius Verto 33.3 SPD 2 | 4458.24 | 4199.04 | 3657.2929 | 61076.8 | 3444.6596 | 57525.82 |  |  |  |  | 115 | [16 empty] | 33.3 | 33.3kW Grid-Tied | 0 | 1000 | Grid-Tied | Verto | 3
|  | Fronius Tauro Eco-50-3-D | 5951.2 | 5605.2 | 4882.0345 | 81529.98 | 4598.1952 | 76789.87 |  |  |  |  | 116 | [16 empty] | 50 | 50kW Grid-Tied |  | 1000 | Grid-Tied | Tauro | 3
|  | Fronius Tauro Eco-100-3-D | 8345.44 | 7860.24 | 6846.1362 | 114330.48 | 6448.105 | 107683.36 |  |  |  |  | 117 | [16 empty] | 100 | 100kW Grid-Tied |  | 1000 | Grid-Tied | Tauro | 3
[5 empty] | 0 | 0 | 0 | 0 |  |  |  |  | 118 | [18 empty] | 0
|  | Fronius Primo Gen24 3.0 Inverter | 2038.2 | 1919.7 | 1672.0263 | 27922.84 | 1574.8154 | 26299.42 |  |  |  |  | 119 | [16 empty] | 3 | 48V/3kW | 0 | 1000 | 48 | Gen_24_Primo | 3
|  | Fronius Primo Gen24 5.0 Inverter | 2476.27 | 2332.298 | 2031.3946 | 33924.29 | 1913.2879 | 31951.91 |  |  |  |  | 120 | [16 empty] | 5 | 48V/5kW | 0 | 1000 | 48 | Gen_24_Primo | 3
|  | Fronius Primo Gen24 6.0 Inverter | 2748.56 | 2588.76 | 2254.7662 | 37654.6 | 2123.6751 | 35465.38 |  |  |  |  | 121 | [16 empty] | 6 | 48V/6kW | 0 | 1000 | 48 | Gen_24_Primo | 3
|  | Fronius Symo Gen24 3.0 Inverter | 2337.48 | 2201.58 | 1917.539 | 32022.91 | 1806.0541 | 30161.11 |  |  |  |  | 122 | [16 empty] | 3 | 48V/3kW | 0 | 1000 | 48 | Gen_24_Symo | 3
|  | Fronius Symo Gen24 4.0 Inverter | 2494 | 2349 | 2045.9393 | 34167.19 | 1926.9893 | 32180.73 |  |  |  |  | 123 | [16 empty] | 4 | 48V/4kW | 0 | 1000 | 48 | Gen_24_Symo | 3
|  | Fronius Symo Gen24 5.0 Inverter | 2624.72 | 2472.12 | 2153.1747 | 35958.02 | 2027.9902 | 33867.44 |  |  |  |  | 124 | [16 empty] | 5 | 48V/5kW | 0 | 1000 | 48 | Gen_24_Symo | 3
|  | Fronius Symo Gen24 6.0 Inverter | 3116.64 | 2935.44 | 2556.7186 | 42697.21 | 2408.0722 | 40214.81 |  |  |  |  | 125 | [16 empty] | 6 | 48V/6kW | 0 | 1000 | 48 | Gen_24_Symo | 3
|  | Fronius Symo Gen24 8.0 Inverter | 3598.24 | 3389.04 | 2951.7966 | 49295.01 | 2780.1805 | 46429.02 |  |  |  |  | 126 | [16 empty] | 8 | 48V/8kW | 0 | 1000 | 48 | Gen_24_Symo | 3
|  | Fronius Symo Gen24 10.0 Inverter | 3758.2 | 3539.38 | 3083.0189 | 51486.42 | 2903.5111 | 48488.64 |  |  |  |  | 127 | [16 empty] | 10 | 48V/10kW | 0 | 1000 | 48 | Gen_24_Symo | 3
[13 empty] | 128 | [18 empty] | 0
|  | Contactor-Relay Assembly | 350 | 350 | 287.1206 | 4794.92 | 287.1206 | 4794.92 |  |  |  |  | 129 | [18 empty] | 0
[5 empty] | 0 | 0 | 0 | 0 |  |  |  |  | 130 | [18 empty] | 0
|  | Fronius datamanager 2.0 Wlan GalSymPrim | 329.1 | 309.971 | 269.9754 | 4508.59 | 254.283 | 4246.53 |  |  |  |  | 131
[13 empty] | 132 | [18 empty] | 0
|  | Fronius smart meter TS 5kA-3 | 306.56 | 288.733 | 251.4848 | 4199.8 | 236.8605 | 3955.58 |  |  |  |  | 133
|  | Fronius smart meter TS 65-3 | 306.56 | 288.73 | 251.4848 | 4199.8 | 236.8581 | 3955.53 |  |  |  |  | 134 | [18 empty] | 0
|  | Fronius smart meter 50A-3 | 306.56 | 288.73 | 251.4848 | 4199.8 | 236.8581 | 3955.53 |  |  |  |  | 135 | [18 empty] | 0
|  | Fronius smart meter 65A-3 | 306.56 | 288.733 | 251.4848 | 4199.8 | 236.8605 | 3955.58 |  |  |  |  | 136 | [18 empty] | 0
|  | Fronius smart meter 63A-1 | 125.11 | 117.839 | 102.6333 | 1713.98 | 96.6686 | 1614.37 |  |  |  |  | 137 | [18 empty] | 0
|  | Fronius smart meter 100A-1 | 125.11 | 117.839 | 102.6333 | 1713.98 | 96.6686 | 1614.37 |  |  |  |  | 138
[5 empty] | 0 | 0 | 0 | [5 empty] | 139 | [18 empty] | 0
|  | Hobut solid core current transformer 100/5A | 122.54 | 115.052 | 100.525 | 1678.77 | 94.3823 | 1576.19 |  |  |  |  | 140
|  | Hobut solid core current transformer 125/5A | 65 | 65 | 53.3224 | 890.49 | 53.3224 | 890.49 |  |  |  |  | 141
|  | Hobut solid core current transformer 150/5A | 122.54 | 115.052 | 100.525 | 1678.77 | 94.3823 | 1576.19 |  |  |  |  | 142
|  | Hobut solid core current transformer 160/5A | 65 | 65 | 53.3224 | 890.49 | 53.3224 | 890.49 |  |  |  |  | 143
|  | Hobut solid core current transformer 200/5A | 122.54 | 115.052 | 100.525 | 1678.77 | 94.3823 | 1576.19 |  |  |  |  | 144
|  | Hobut solid core current transformer 250/5A | 122.54 | 115.052 | 100.525 | 1678.77 | 94.3823 | 1576.19 |  |  |  |  | 145
|  | Hobut solid core current transformer 300/5A | 122.54 | 115.05 | 100.525 | 1678.77 | 94.3806 | 1576.16 |  |  |  |  | 146
|  | Hobut solid core current transformer 400/5A | 122.54 | 115.052 | 100.525 | 1678.77 | 94.3823 | 1576.19 |  |  |  |  | 147
|  | Chint solid core current transformer 1000/5A | 220 | 220 | 180.4758 | 3013.95 | 180.4758 | 3013.95 |  |  |  |  | 148
|  | Chint solid core current transformer 2000/5A | 270 | 270 | 221.493 | 3698.94 | 221.493 | 3698.94 |  |  |  |  | 149
|  | Chint solid core current transformer 4000/5A | 285 | 285 | 233.7982 | 3904.43 | 233.7982 | 3904.43 |  |  |  |  | 150
[5 empty] | 0 | 0 | 0 | [5 empty] | 151 | [18 empty] | 0
|  | DC Connector kit 10-27kw 35mm2 | 59.39 | 55.939 | 48.7203 | 813.63 | 45.8893 | 766.36 |  |  |  |  | 152 | [18 empty] | 0
|  | FRONIUS IG Sensor Box | 451 | 424.78 | 369.9754 | 6178.59 | 348.466 | 5819.39 |  |  |  |  | 153 | [18 empty] | 0
|  | Irradiation sensor | 186.04 | 175.219 | 152.6169 | 2548.71 | 143.74 | 2400.46 |  |  |  |  | 154 | [18 empty] | 0
|  | Ambient Temperature sensor | 187.91 | 176.985 | 154.1509 | 2574.33 | 145.1887 | 2424.66 |  |  |  |  | 155 | [18 empty] | 0
|  | Module Temperature sensor | 190.54 | 179.464 | 156.3084 | 2610.36 | 147.2223 | 2458.62 |  |  |  |  | 156 | [18 empty] | 0
|  | Wind speed sensor | 64.28 | 60.539 | 52.7317 | 880.63 | 49.6628 | 829.37 |  |  |  |  | 157 | [18 empty] | 0
[5 empty] | 0 | 0 | 0 | 0 |  |  |  |  | 158 | [18 empty] | 0
|  | Elum Hybrid Controllers and Accessories |  |  | 0 | 0 | 0 | 0 |  |  |  |  | 159 | [18 empty] | 0
|  | ELUM ePowerControl ZE500 - PV/Grid - (PV < 500 kW) - No Diesel Genset | 1430 | 1430 | 1173.0927 | 19590.65 | 1173.0927 | 19590.65 |  |  |  |  | 160
|  | ELUM ePowerControl ZE1000 - PV/Grid - (PV < 1 MW) - No Diesel Genset | 1980 | 1980 | 1624.2822 | 27125.52 | 1624.2822 | 27125.52 |  |  |  |  | 161
|  | ELUM ePowerControl - ZE3000 - PV/Grid - (PV < 3 MW) - No Diesel Genset | 3960 | 3960 | 3248.5644 | 54251.03 | 3248.5644 | 54251.03 |  |  |  |  | 162
|  | ELUM ePowerControl - SD - PV / DG / Grid - (PV < 300 kW) - 1 Diesel Genset max | 4180 | 4180 | 3429.0402 | 57264.98 | 3429.0402 | 57264.98 |  |  |  |  | 163
|  | ELUM ePowerControl - SD+ - PV / DG / Grid - (PV < 300 kW) - 4 Diesel Gensets max | 5500 | 5500 | 4511.895 | 75348.65 | 4511.895 | 75348.65 |  |  |  |  | 164
|  | ELUM ePowerControl - HFS S - PV / DG / Grid - (PV < 500 kW) - More than 4 Diesel Gensets | 12100 | 12100 | 9926.169 | 165767.03 | 9926.169 | 165767.03 |  |  |  |  | 165
|  | ELUM ePowerControl - HFS M - PV / DG / Grid - (PV < 1MW) - More than 4 Diesel Gensets | 20900 | 20900 | 17145.201 | 286324.86 | 17145.201 | 286324.86 |  |  |  |  | 166
|  | ELUM ePowerControl - HFS L - PV / DG / Grid - (PV < 3W) - More than 4 Diesel Gensets | 33000 | 33000 | 27071.37 | 452091.88 | 27071.37 | 452091.88 |  |  |  |  | 167
|  | ELUM ePowerControl - ES - PV / DG /BESS/ Grid - (PV < 1MW) - 1 Diesel Genset max - (BESS <100 kWh) | 7700 | 7700 | 6316.653 | 105488.11 | 6316.653 | 105488.11 |  |  |  |  | 168 | [18 empty] | 0
|  | ELUM ePowerControl - ES+ - PV / DG /BESS/ Grid - (PV < 1MW) - 2 Diesel Gensets max - (BESS <300 kWh) | 11000 | 11000 | 9023.79 | 150697.3 | 9023.79 | 150697.3 |  |  |  |  | 169 | [18 empty] | 0
|  | ELUM ePowerControl - ES+ - PV / DG /BESS/ Grid - (PV < 1MW) - More than 2 Diesel Gensets - (BESS <600 kWh) | 17600 | 17600 | 14438.064 | 241115.67 | 14438.064 | 241115.67 |  |  |  |  | 170 | [18 empty] | 0
|  | ELUM ePowerControl - ES+ - PV / DG /BESS/ Grid - (PV < 1MW) - More than 2 Diesel Gensets - (BESS <1 MWh) | 33000 | 33000 | 27071.37 | 452091.88 | 27071.37 | 452091.88 |  |  |  |  | 171 | [18 empty] | 0
[5 empty] | 0 | 0 | 0 | 0 |  |  |  |  | 172 | [18 empty] | 0
|  | Carlo Gavazzi UPS AC/DC 60W / AC-DC Industrial DIN rail with UPS function | 130 | 130 | 106.6448 | 1780.97 | 106.6448 | 1780.97 |  |  |  |  | 173
|  | Carlo Gavazzi Battery 24V 1.2Ah (28.8Wh) / Additional power supply (15min) ¦ Lead-acid battery | 390 | 390 | 319.9344 | 5342.91 | 319.9344 | 5342.91 |  |  |  |  | 174
|  | Carlo Gavazzi AC Meter ¦ 5A ¦ 330 / Power meter at grid, load & genset connection points | 429 | 429 | 351.9278 | 5877.2 | 351.9278 | 5877.2 |  |  |  |  | 175
|  | Carlo Gavazzi CT 5A -1000 A / Current transducer for AC meter | 312 | 312 | 255.9475 | 4274.33 | 255.9475 | 4274.33 |  |  |  |  | 176
[5 empty] | 0 | 0 | 0 | 0 |  |  |  |  | 177 | [18 empty] | 0
|  | Carlo Gavazzi Battery 24V 7.2Ah (172.8Wh) / Additional power supply ¦ Lead-acid | 380.96 | 380.96 | 312.5185 | 5219.06 | 312.5185 | 5219.06 |  |  |  |  | 178 | [18 empty] | 0
|  | Carlo Gavazzi UPS AC/DC 120W / Uninterruptible power supply | 465.74 | 465.74 | 382.0673 | 6380.53 | 382.0673 | 6380.53 |  |  |  |  | 179 | [18 empty] | 0
|  | Carlo Gavazzi AC Meter 333mV / Power meter at grid, load & genset connection points | 613.86 | 613.86 | 503.5767 | 8409.74 | 503.5767 | 8409.74 |  |  |  |  | 180 | [18 empty] | 0
|  | CT 333mV 3500 A (Pack of 3) - 400mm / Current transducer for AC meter, length 400mm | 836.1 | 836.1 | 685.8901 | 11454.37 | 685.8901 | 11454.37 |  |  |  |  | 181 | [18 empty] | 0
|  | ePowerMonitor - PRO - 1 year access to ePower Monitor Web monitoring and diagnosis platform | 1270.02 | 1270.02 | 1041.854 | 17398.97 | 1041.854 | 17398.97 |  |  |  |  | 182 | [18 empty] | 0
|  | Battery 24V 12Ah (288Wh) | 814 | 814 | 667.7605 | 11151.6 | 667.7605 | 11151.6 |  |  |  |  | 184 | [18 empty] | 0
|  | UPS AC/DC 120W | 484 | 484 | 397.0468 | 6630.69 | 397.0468 | 6630.69 |  |  |  |  | 185 | [18 empty] | 0
|  | Cellular VPN Router | 847 | 847 | 694.8318 | 11603.7 | 694.8318 | 11603.7 |  |  |  |  | 186 | [18 empty] | 0
|  | Ethernet switch (5 ports) | 198 | 198 | 162.4282 | 2712.56 | 162.4282 | 2712.56 |  |  |  |  | 187 | [18 empty] | 0
|  | I/O Module ¦ Relay | 770 | 770 | 631.6653 | 10548.82 | 631.6653 | 10548.82 |  |  |  |  | 188 | [18 empty] | 0
|  | Relay - 24VDC coil | 66 | 66 | 54.1427 | 904.19 | 54.1427 | 904.19 |  |  |  |  | 189 | [18 empty] | 0
|  | Relay - 230VAC coil | 66 | 66 | 54.1427 | 904.19 | 54.1427 | 904.19 |  |  |  |  | 190 | [18 empty] | 0
|  | HMI supervision screen (eConf interface) | 11000 | 11000 | 9023.79 | 150697.3 | 9023.79 | 150697.3 |  |  |  |  | 191 | [18 empty] | 0
|  | Ethernet Network Surge Protector | 110 | 110 | 90.2379 | 1506.98 | 90.2379 | 1506.98 |  |  |  |  | 192 | [18 empty] | 0
|  | Surge Protection Device 230V | 220 | 220 | 180.4758 | 3013.95 | 180.4758 | 3013.95 |  |  |  |  | 193 | [18 empty] | 0
|  | Modbus Slave integration | 1100 | 1100 | 902.379 | 15069.73 | 902.379 | 15069.73 |  |  |  |  | 195 | [18 empty] | 0
|  | FTP push to third party servers | 1100 | 1100 | 902.379 | 15069.73 | 902.379 | 15069.73 |  |  |  |  | 196 | [18 empty] | 0
|  | Onsite commissioning (excl. travel /accommodation) per man.day | 1760 | 1760 | 1443.8064 | 24111.57 | 1443.8064 | 24111.57 |  |  |  |  | 197 | [18 empty] | 0
|  | Remote commissioning per man.day | 880 | 880 | 721.9032 | 12055.79 | 721.9032 | 12055.79 |  |  |  |  | 198 | [18 empty] | 0
[5 empty] | 0 | 0 | 0 | 0 |  |  |  |  | 199 | [18 empty] | 0
|  | 6-Port Ethernet Switch | 350 | 350 | 287.1206 | 4794.92 | 287.1206 | 4794.92 |  |  |  |  | 200 | [18 empty] | 0
|  | 12-Port Ethernet Switch | 400 | 400 | 328.1378 | 5479.91 | 328.1378 | 5479.91 |  |  |  |  | 201 | [18 empty] | 0
[13 empty] | 202 | [18 empty] | 0 | [6 empty] | 0
|  | Batteries |  |  | 0 | 0 | 0 | 0 |  |  |  |  | 203 | [18 empty] | 0 | [6 empty] | 0
|  | BYD Battery-Box Premium LVS 4.0kWh Lithium Battery | 1716.75 | 1618.65 | 1408.3265 | 23519.06 | 1327.8507 | 22175.11 |  |  |  |  | 204 | [16 empty] | 4 | 4kWh | 0 |  |  | BYD_Lithium
|  | BYD LV Flex Battery-Box 5.0kWh Lithium Battery | 1662.5 | 1567.5 | 1363.8228 | 22775.85 | 1285.8901 | 21474.37 |  |  |  |  | 205 | [16 empty] | 5 | 5kWh | 0 |  |  | BYD_Lithium
2 | 2 | BYD LV 5.0KWH Lithium Battery | 1137.5 | 1072.5 | 933.1419 | 15583.48 | 879.8195 | 14692.99 |  |  |  |  | 206 | BYD LV 5.0KWH Lithium Battery | [15 empty] | 5 | 5kWh | 10 |  |  | BYD_Lithium
|  | BYD Battery-Box Premium LVS PDU | 469 | 442.2 | 384.7416 | 6425.19 | 362.7564 | 6058.04 |  |  |  |  | 207 | [18 empty] | 0
|  | BYD Male Connector for 70mm2 Cable | 33.25 | 31.35 | 27.2765 | 455.52 | 25.7178 | 429.49 |  |  |  |  | 208 | [18 empty] | 0
|  | BYD Battery-Box Premium LV BMU | 162.75 | 153.45 | 133.5111 | 2229.64 | 125.8819 | 2102.23 |  |  |  |  | 209
|  | BYD Battery-Box Premium LVL 15.4kWh Lithium Battery | 5852 | 5517.6 | 4800.6563 | 80170.96 | 4526.3331 | 75589.77 |  |  |  |  | 210 | [16 empty] | 15.4 | 15.4kWh |  |  |  | BYD_Lithium
|  | BYD Battery-Box Premium HVS 2.56kWh Lithium Battery | 1536.5 | 1448.7 | 1260.4594 | 21049.68 | 1188.4331 | 19846.84 |  |  |  |  | 211 | [16 empty] | 2.56 | 2.56kWh | 0 |  |  | BYD_Lithium
|  | BYD Battery-Box Premium HV BCU | 661.5 | 623.7 | 542.6579 | 9062.39 | 511.6489 | 8544.54 |  |  |  |  | 212 | [18 empty] | 0
[5 empty] | 0 | 0 | 0 | 0 |  |  |  |  | 213 | [18 empty] | 0
|  | Jinko JKS-B48100 4.8kWh Lithium Battery | 2136.75 | 1905.75 | 1752.8712 | 29272.95 | 1563.3716 | 26108.31 |  |  |  |  | 214 | [16 empty] | 4.8 | 4.8kWh |  |  |  | Jinko_Lithium |  | 1 |  | 1
[13 empty] | 215 | [18 empty] | 0
|  | Huawei iSitePower-M-Power Module | 1845.73 | 1738.422 | 1514.1345 | 25286.05 | 1426.105 | 23815.96 |  |  |  |  | 216 | [18 empty] | 0 |  |  | Huawei_Lithium
|  | Huawei iSitePower-M-Bat Module | 2528.4 | 2381.4 | 2074.1591 | 34638.46 | 1953.5685 | 32624.6 |  |  |  |  | 217 | [18 empty] | 0
|  | Huawei iSitePower-M Base | 41.54 | 39.123 | 34.0771 | 569.09 | 32.0943 | 535.98 |  |  |  |  | 218 | [18 empty] | 0
[13 empty] | 219 | [18 empty] | 0
|  | Victron 12V/8Ah AGM Deep Cycle Battery | 22.57 | 21.254 | 18.5152 | 309.21 | 17.4356 | 291.18 |  |  |  |  | 220 | [16 empty] | 0.096 | 12V/8Ah |  |  |  | Victron_AGM
|  | Victron 12V/14Ah AGM Deep Cycle Battery | 40.63 | 38.264 | 33.3306 | 556.63 | 31.3897 | 524.21 |  |  |  |  | 221 | [15 empty] | 0.168 | 0.168 | 12V/14Ah |  |  |  | Victron_AGM
|  | Victron 12V/22Ah AGM Deep Cycle Battery | 56.9 | 53.59 | 46.6776 | 779.52 | 43.9623 | 734.17 |  |  |  |  | 222 | [15 empty] | 0.264 | 0.264 | 12V/22Ah |  |  |  | Victron_AGM
|  | Victron 12V/38Ah AGM Deep Cycle Battery | 133.64 | 125.874 | 109.6308 | 1830.84 | 103.26 | 1724.45 |  |  |  |  | 223 | [15 empty] | 0.456 | 0.456 | 12V/38Ah |  |  |  | Victron_AGM
|  | Victron 12V/60Ah AGM Deep Cycle Battery | 154.42 | 145.444 | 126.6776 | 2115.52 | 119.3142 | 1992.55 |  |  |  |  | 224 | [15 empty] | 0.72 | 0.72 | 12V/60Ah |  |  |  | Victron_AGM
|  | Victron 12V/90Ah AGM Deep Cycle Battery | 226.66 | 213.484 | 185.9393 | 3105.19 | 175.1304 | 2924.68 |  |  |  |  | 225 | [15 empty] | 1.08 | 1.08 | 12V/90Ah |  |  |  | Victron_AGM
|  | Victron 12V/110Ah AGM Deep Cycle Battery | 284.45 | 267.916 | 233.347 | 3896.9 | 219.7834 | 3670.39 |  |  |  |  | 226 | [15 empty] | 1.32 | 1.32 | 12V/110Ah |  |  |  | Victron_AGM
|  | Victron 12V/90Ah AGM Deep Cycle Battery (M6) | 226.66 | 213.484 | 185.9393 | 3105.19 | 175.1304 | 2924.68 |  |  |  |  | 227 | [16 empty] | 1.08 | 12V/90Ah | 0 |  |  | Victron_AGM
|  | Victron 12V/110Ah AGM Deep Cycle Battery (M8) | 270 | 254.308 | 221.493 | 3698.94 | 208.6202 | 3483.96 |  |  |  |  | 228 | [16 empty] | 1.32 | 12V/110Ah | 0 |  |  | Victron_AGM
|  | Victron 12V/220Ah AGM Deep Cycle Battery (M8) | 519.23 | 489.046 | 425.9475 | 7113.33 | 401.1862 | 6699.81 |  |  |  |  | 229 | [16 empty] | 2.64 | 12V/220Ah | 0 |  |  | Victron_AGM
|  | Victron 12V/200Ah AGM Telecomm Battery (M8) | 499.35 | 470.318 | 409.639 | 6840.98 | 385.8228 | 6443.25 |  |  |  |  | 230 | [15 empty] | 2.4 | 2.4 | 12V/200Ah |  |  |  | Victron_AGM
|  | Victron 12V/220Ah Gel Deep Cycle Battery | 534.58 | 503.496 | 438.5398 | 7323.62 | 413.0402 | 6897.78 |  |  |  |  | 231 | [16 empty] | 2.64 | 12V/220Ah | 0 |  |  | Victron_Gel
|  | Hoppecke 2-Volts 26.30kwh/ 48V 7 Sun Opzv VRL 620 | 13910.998 | 13102.22 | 11411.8113 | 190577.25 | 10748.3347 | 179497.19 |  |  |  |  | 232 | [16 empty] | 26.3 | 48V/620Ah |  |  |  | Hoppecke_OPzV
|  | Hoppecke VR M 12-105 100AH Battery | 310.01 | 291.989 | 254.315 | 4247.07 | 239.5316 | 4000.18 |  |  |  |  | 233 | [16 empty] | 1.2 | 12V/100Ah |  |  |  | Hoppecke_Lead_Acid
|  | Hoppecke VR M 12-150 150AH Battery | 405.85 | 382.255 | 332.9368 | 5560.05 | 313.5808 | 5236.8 |  |  |  |  | 234 | [16 empty] | 1.8 | 12V/150Ah |  |  |  | Hoppecke_Lead_Acid
|  | Hoppecke VR M 6-250 250AH Battery | 313.95 | 295.699 | 257.5472 | 4301.04 | 242.5751 | 4051.01 |  |  |  |  | 235 | [16 empty] | 3 | 6V/250Ah |  |  |  | Hoppecke_Lead_Acid
[5 empty] | 0 |  | 0 | [5 empty] | 236 | [18 empty] | 0
|  | Victron Zigbee to RS485 converter | 114.69 | 108.0216 | 94.0853 | 1571.23 | 88.6149 | 1479.87 |  |  |  |  | 237 | [18 empty] | 0
|  | Victron Zigbee to USB converter | 99.33 | 93.555 | 81.4848 | 1360.8 | 76.7473 | 1281.69 |  |  |  |  | 238 | [18 empty] | 0
[5 empty] | 0 | 0 | 0 | 0 |  |  |  |  | 239 | [18 empty] | 0
|  | Solar Panels |  |  | 0 | 0 | 0 | 0 |  |  |  |  | 240 | [18 empty] | 0 | [6 empty] | 0
|  | BYD MLKT-36-182 K530 Watts Solar panel | 148.5 | 121.5 | 121.8212 | 2034.42 | 99.6719 | 1664.53 |  |  |  |  | 241 | [16 empty] | 0.53 | 530W Mono |  | 14 | 49.12 | BYD_Solar_Panel
|  | BYD MLKT-36-182 K545 Watts Solar panel | 148.5 | 121.5 | 121.8212 | 2034.42 | 99.6719 | 1664.53 |  |  |  |  | 242 | [16 empty] | 0.545 | 545W Mono |  | 13.57 | 50.02 | BYD_Solar_Panel
[13 empty] | 243 | [18 empty] | 0
|  | Jinko JKM555M-72HL4-V - 555 Watts Solar Panel | 147.91 | 130.847 | 121.3372 | 2026.34 | 107.3396 | 1792.58 |  |  |  |  | 244 | [16 empty] | 0.555 | 555W Mono |  | 14.12 | 49.72 | Jinko_Solar_Panel
[5 empty] | 0 | 0 | 0 | 0 |  |  |  |  | 245 | [18 empty] | 0
9 | 9 | JA Solar JAM72-S30 565 Watts Solar Panel | 116.55 | 97.125 | 95.6112 | 1596.71 | 79.676 | 1330.59 |  |  |  |  | 246 | JA Solar JAM72-S30 565 Watts Solar Panel | [15 empty] | 0.565 | 565W Mono | 5.085 | 14.31 | 50.5 | JA_Solar_Panel
[5 empty] | 0 | 0 | 0 | 0 |  |  |  |  | 247 | [18 empty] | 0
|  | Sharp - NUJC415 Mono 415Wp Solar Panel | 129.79 | 105.754 | 106.4725 | 1778.1 | 86.7547 | 1448.81 |  |  |  |  | 248 | [16 empty] | 0.415 | 415W Mono |  | 13.87 | 38.08 | Sharp_Solar_Panel
[5 empty] | 0 | 0 | 0 | 0 |  |  |  |  | 249 | [18 empty] | 0
|  | Victron Solar Panel 115W-12V Poly 1030x668x30mm series 4b | 64.9 | 62.192 | 53.2404 | 889.12 | 51.0189 | 852.02 |  |  |  |  | 250 | [16 empty] | 0.115 | 115W Poly |  | 6.61 | 23.32 | Victron_Solar_Panel
|  | Victron Solar Panel 270W-20V Poly 1640x992x35mm series 4a | 118.44 | 113.505 | 97.1616 | 1622.6 | 93.1132 | 1555 |  |  |  |  | 251 | [16 empty] | 0.27 | 270W Poly |  | 9.21 | 38.04 | Victron_Solar_Panel
|  | Victron Solar Panel 305W-20V Mono 1658x1002x35mm series 4b | 131.54 | 126.063 | 107.9081 | 1802.07 | 103.4151 | 1727.04 |  |  |  |  | 252 | [16 empty] | 0.305 | 305W Mono |  | 10.27 | 39.86 | Victron_Solar_Panel
|  | Victron Solar Panel 330W-24V Poly 1980x1002x40mm series 4b | 129.78 | 124.373 | 106.4643 | 1777.96 | 102.0287 | 1703.88 |  |  |  |  | 253 | [16 empty] | 0.33 | 330W Mono |  | 9.57 | 44.72 | Victron_Solar_Panel
[13 empty] | 254 | [18 empty] | 0 | [6 empty] | 0
|  | Victron Charge Controllers |  |  | 0 | 0 | 0 | 0 |  |  |  |  | 255 | [18 empty] | 0 | [6 empty] | 0
|  | Victron SmartSolar MPPT 75/10 Retail | 63.21 | 59.535 | 51.854 | 865.97 | 48.8392 | 815.62 |  |  |  |  | 256 | [18 empty] | 0 | 75 | 145 | 290 |  |  |  |  | 0
|  | Victron SmartSolar MPPT 75/15 Retail | 67.73 | 63.7956 | 55.5619 | 927.89 | 52.3344 | 873.99 |  |  |  |  | 257 | [18 empty] | 0 | 75 | 220 | 440 |  |  |  |  | 0
|  | Victron SmartSolar MPPT 100/15 Retail | 79.46 | 74.844 | 65.1846 | 1088.59 | 61.3979 | 1025.35 |  |  |  |  | 258 | [18 empty] | 0 | 100 | 220 | 440 |  |  |  |  | 0
1 | 1 | Victron SmartSolar MPPT 100/20 up to 48V | 90.3 | 85.05 | 74.0771 | 1237.09 | 69.7703 | 1165.17 |  |  |  |  | 260 | Victron SmartSolar MPPT 100/20 up to 48V | [17 empty] | 0 | 100 | 290 | 580 | 1160 |  |  |  | 1160
|  | Victron SmartSolar MPPT 100/30 | 130.03 | 122.472 | 106.6694 | 1781.38 | 100.4692 | 1677.84 |  |  |  |  | 261 | [19 empty] | 100 | 440 | 880 |  |  |  |  | 0
|  | Victron SmartSolar MPPT 100/50 | 186.93 | 176.0616 | 153.347 | 2560.9 | 144.4312 | 2412.01 |  |  |  |  | 262 | [19 empty] | 100 | 700 | 1400 |  |  |  |  | 0
|  | Victron SmartSolar MPPT 150/35 | 186.93 | 176.0616 | 153.347 | 2560.9 | 144.4312 | 2412.01 |  |  |  |  | 263 | [19 empty] | 150 | 500 | 1000 | 2000 |  |  |  | 2000
|  | Victron SmartSolar MPPT 150/45 | 221.23 | 208.364 | 181.4848 | 3030.8 | 170.9303 | 2854.54 |  |  |  |  | 264 | [19 empty] | 150 | 650 | 1300 | 2600 |  |  |  | 2600
|  | Victron SmartSolar MPPT 150/60-Tr | 354.87 | 334.2384 | 291.1157 | 4861.64 | 274.1906 | 4578.99 |  |  |  |  | 266 | [19 empty] | 150 | 860 | 1720 | 3440 |  |  | 0 | 3440
|  | Victron SmartSolar MPPT 150/60-MC4 | 354.87 | 334.238 | 291.1157 | 4861.64 | 274.1903 | 4578.98 |  |  |  |  | 267 | [18 empty] | 0 | [6 empty] | 0 | 0
|  | Victron SmartSolar MPPT 150/70-Tr | 387.38 | 364.8564 | 317.7851 | 5307.02 | 299.308 | 4998.45 |  |  |  |  | 268 | [18 empty] | 0 | 150 | 1000 | 2000 | 4000 |  |  | 0 | 4000
|  | Victron SmartSolar MPPT 150/70-Tr VE.Can | 418.89 | 395.4744 | 343.6341 | 5738.69 | 324.4253 | 5417.91 |  |  |  |  | 269 | [19 empty] | 150 | 1000 | 2000 | 4000 |  |  | 0 | 4000
|  | Victron SmartSolar MPPT 150/70-MC4 VE.Can | 418.89 | 395.47 | 343.6341 | 5738.69 | 324.4217 | 5417.85 |  |  |  |  | 271 | [18 empty] | 0 | 150 | 1000 | 2000 | 4000 |  |  | 0 | 4000
|  | Victron SmartSolar MPPT 150/85-Tr VE.Can | 458.72 | 432.054 | 376.3084 | 6284.36 | 354.4331 | 5919.04 |  |  |  |  | 273 | [19 empty] | 150 | 1200 | 2400 | 4900 |  |  | 0 | 4900
|  | Victron SmartSolar MPPT 150/85-MC4 VE.Can | 468.67 | 441.4176 | 384.4709 | 6420.67 | 362.1145 | 6047.32 |  |  |  |  | 275 | [18 empty] | 0 | 150 | 1200 | 2400 | 4900 |  |  | 0 | 4900
|  | Victron SmartSolar MPPT 150/100-Tr VE.Can | 522.85 | 492.4476 | 428.9171 | 7162.92 | 403.9767 | 6746.42 |  |  |  |  | 277 | [19 empty] | 150 | 1450 | 2900 | 5800 |  |  | 0 | 5800
|  | Victron SmartSolar MPPT 150/100-MC4 VE.Can | 532.77 | 501.795 | 437.055 | 7298.82 | 411.6448 | 6874.47 |  |  |  |  | 279 | [18 empty] | 0 | 150 | 1450 | 2900 | 5800 |  |  | 0 | 5800
|  | Victron SmartSolar MPPT 250/60-Tr | 419.89 | 395.4744 | 344.4545 | 5752.39 | 324.4253 | 5417.91 |  |  |  |  | 280 | [19 empty] | 250 | 860 | 1720 | 3440 |  |  | 0 | 3440
|  | Victron SmartSolar MPPT 250/60-MC4 | 419.89 | 395.474 | 344.4545 | 5752.39 | 324.4249 | 5417.9 |  |  |  |  | 281 | [18 empty] | 0 | 250 | 860 | 1720 | 3440 |  |  | 0 | 3440
|  | Victron SmartSolar MPPT 250/70-Tr | 484 | 455.868 | 397.0468 | 6630.69 | 373.9688 | 6245.28 |  |  |  |  | 282 | [18 empty] | 0 | 250 | 1000 | 2000 | 4000 |  |  | 0 | 4000
1 | 1 | Victron SmartSolar MPPT 250/70-Tr VE.Can | 516.52 | 486.486 | 423.7244 | 7076.2 | 399.0861 | 6664.74 |  |  |  |  | 283 | Victron SmartSolar MPPT 250/70-Tr VE.Can | [17 empty] | 0 | 250 | 1000 | 2000 | 4000 |  |  | 0 | 4000
|  | Victron SmartSolar MPPT 250/70-MC4 VE.Can | 516.52 | 486.49 | 423.7244 | 7076.2 | 399.0894 | 6664.8 |  |  |  |  | 285 | [18 empty] | 0 | 250 | 1000 | 2000 | 4000 |  |  | 0 | 4000
|  | Victron SmartSolar MPPT 250/85-Tr VE.Can | 555.35 | 523.0656 | 455.5783 | 7608.16 | 429.094 | 7165.87 |  |  |  |  | 287 | [19 empty] | 250 | 1200 | 2400 | 4900 |  |  | 0 | 4900
|  | Victron SmartSolar MPPT 250/85-MC4 VE.Can | 565.28 | 532.413 | 463.7244 | 7744.2 | 436.7621 | 7293.93 |  |  |  |  | 289 | [18 empty] | 0 | 250 | 1200 | 2400 | 4900 |  |  | 0 | 4900
|  | Victron SmartSolar MPPT 250/100-Tr VE.Can | 619.46 | 583.443 | 508.1706 | 8486.45 | 478.6243 | 7993.03 |  |  |  |  | 290 | [19 empty] | 250 | 1450 | 2900 | 5800 |  |  | 0 | 5800
|  | Victron SmartSolar MPPT 250/100-MC4 VE.Can | 629.38 | 592.7904 | 516.3084 | 8622.36 | 486.2924 | 8121.09 |  |  |  |  | 291 | [18 empty] | 0 | 250 | 1450 | 2900 | 5800 |  |  | 0 | 5800
|  | SmartSolar MPPT RS 450/100-Tr | 1120.61 | 1055.462 | 919.2863 | 15352.09 | 865.8425 | 14459.57 |  |  |  |  | 292 | [18 empty] | 0 | 450 |  |  | 5760 |  |  | 0 | 5760
|  | SmartSolar MPPT RS 450/200-Tr | 1962.21 | 1848.128 | 1609.6883 | 26881.8 | 1516.1017 | 25318.9 |  |  |  |  | 293 | [18 empty] | 0 | 450 |  |  | 11520 |  |  | 0 | 11520
[5 empty] | 0 |  | 0 | [5 empty] | 294 | [18 empty] | 0 | [6 empty] | 0
|  | Victron SmartSolar Pluggable Display | 32.51 | 30.618 | 26.6694 | 445.38 | 25.1173 | 419.46 |  |  |  |  | 295 | [18 empty] | 0 | [6 empty] | 0
|  | Victron MPPT WireBox-S 75-10/15 | 23.48 | 22.113 | 19.2617 | 321.68 | 18.1403 | 302.95 |  |  |  |  | 296 | [18 empty] | 0 | [6 empty] | 0
|  | Victron MPPT WireBox-S 100-15 | 23.48 | 22.113 | 19.2617 | 321.68 | 18.1403 | 302.95 |  |  |  |  | 297 | [18 empty] | 0 | [6 empty] | 0
|  | Victron MPPT WireBox-S 100-20 | 23.48 | 22.113 | 19.2617 | 321.68 | 18.1403 | 302.95 |  |  |  |  | 298 | [18 empty] | 0 | [6 empty] | 0
[13 empty] | 299 | [18 empty] | 0 | [6 empty] | 0
|  | BMV and GX Devices |  |  | 0 | 0 | 0 | 0 |  |  |  |  | 300 | [18 empty] | 0 | [6 empty] | 0
|  | Victron Battery Monitor BMV-700 | 111.97 | 105.462 | 91.854 | 1533.97 | 86.5152 | 1444.81 |  |  |  |  | 301 | [18 empty] | 0 | [6 empty] | 0
|  | Victron Battery Monitor BMV-700 Retail | 111.97 | 105.462 | 91.854 | 1533.97 | 86.5152 | 1444.81 |  |  |  |  | 302 | [18 empty] | 0 | [6 empty] | 0
|  | Victron Battery Monitor BMV-702 | 139.06 | 130.977 | 114.0771 | 1905.09 | 107.4463 | 1794.36 |  |  |  |  | 303 | [18 empty] | 0 | [6 empty] | 0
|  | Victron Battery Monitor BMV-702 Retail | 139.06 | 130.977 | 114.0771 | 1905.09 | 107.4463 | 1794.36 |  |  |  |  | 304 | [18 empty] | 0 | [6 empty] | 0
|  | Victron Battery Monitor BMV-712 Smart Retail | 160.73 | 151.389 | 131.854 | 2201.97 | 124.1911 | 2074 |  |  |  |  | 305 | [18 empty] | 0 | [6 empty] | 0
[5 empty] | 0 | 0 | 0 | 0 |  |  |  |  | 306 | [18 empty] | 0 | [6 empty] | 0
1 | 1 | Victron Cerbo GX | 278.12 | 261.954 | 228.1542 | 3810.18 | 214.8925 | 3588.71 |  |  |  |  | 307 | Victron Cerbo GX | [17 empty] | 0 | [6 empty] | 0
|  | Victron Cerbo GX MK2 | 320.57 | 301.936 | 262.9779 | 4391.74 | 247.6916 | 4136.45 |  |  |  |  | 308 | [18 empty] | 0 | [6 empty] | 0
|  | Victron Cerbo-S GX | 220.33 | 207.522 | 180.7465 | 3018.47 | 170.2395 | 2843.01 |  |  |  |  | 309 | [18 empty] | 0 | [6 empty] | 0
|  | Victron GX Touch 50 | 210.08 | 208.32 | 172.338 | 2878.05 | 170.8942 | 2853.94 |  |  |  |  | 310
|  | Victron GX Touch 50 Wall Mount | 15.34 | 14.4504 | 12.5841 | 210.16 | 11.8543 | 197.97 |  |  |  |  | 311 | [25 empty] | 0
|  | Victron GX Touch 70 Wall Mount | 20.78 | 19.57 | 17.0468 | 284.69 | 16.0541 | 268.11 |  |  |  |  | 312 | [18 empty] | 0 | [6 empty] | 0
|  | Victron GX Touch 70 protection cover | 17.17 | 16.168 | 14.0853 | 235.23 | 13.2633 | 221.5 |  |  |  |  | 313 | [18 empty] | 0 | [6 empty] | 0
|  | Victron Colour Control GX | 438.86 | 413.343 | 360.0164 | 6012.28 | 339.0837 | 5662.7 |  |  |  |  | 314 | [18 empty] | 0 | [6 empty] | 0
|  | Victron Ekrano GX | 570.7 | 537.516 | 468.1706 | 7818.45 | 440.9483 | 7363.84 |  |  |  |  | 315 | [18 empty] | 0 | [6 empty] | 0
|  | Victron Venus GX | 248.33 | 233.896 | 203.7162 | 3402.06 | 191.8753 | 3204.32 |  |  |  |  | 316 | [18 empty] | 0 | [6 empty] | 0
|  | Victron CCGX WiFi module simple (Nano USB) | 22.57 | 21.254 | 18.5152 | 309.21 | 17.4356 | 291.18 |  |  |  |  | 317 | [18 empty] | 0 | [6 empty] | 0
|  | Victron CCGX WiFi module long range (Netgear AC1200) | 134.54 | 126.716 | 110.3692 | 1843.17 | 103.9508 | 1735.98 |  |  |  |  | 318 | [18 empty] | 0 | [6 empty] | 0
|  | Victron Wall mounted enclosure for Color Control GX | 35.91 | 32.319 | 29.4586 | 491.96 | 26.5127 | 442.77 |  |  |  |  | 319 | [18 empty] | 0 | [6 empty] | 0
|  | Victron Wall mounted enclosure for BMV | 24.57 | 22.113 | 20.1559 | 336.61 | 18.1403 | 302.95 |  |  |  |  | 320 | [18 empty] | 0 | [6 empty] | 0
|  | Victron Wall mounted enclosure for Color Control GX and BMV or MPPT | 39.69 | 35.721 | 32.5595 | 543.75 | 29.3035 | 489.37 |  |  |  |  | 321 | [18 empty] | 0 | [6 empty] | 0
[5 empty] | 0 |  | 0 | [5 empty] | 322 | [18 empty] | 0 | [6 empty] | 0
|  | Victron Energy Meter VM-3P75CT | 173.38 | 163.296 | 142.2313 | 2375.27 | 133.959 | 2237.12 |  |  |  |  | 323 | [18 empty] | 0 | [6 empty] | 0
|  | Victron Energy Meter ET112 - 1 phase - max 100A | 56.9 | 53.59 | 46.6776 | 779.52 | 43.9623 | 734.17 |  |  |  |  | 324 | [18 empty] | 0 | [6 empty] | 0
|  | Victron Energy Meter ET340 - 3 phase - max 65A/phase | 100.24 | 94.414 | 82.2313 | 1373.27 | 77.452 | 1293.45 |  |  |  |  | 325 | [18 empty] | 0 | [6 empty] | 0
|  | Victron Energy Meter EM540 - 3 phase - max 65A/phase | 133.64 | 125.874 | 109.6308 | 1830.84 | 103.26 | 1724.45 |  |  |  |  | 326 | [18 empty] | 0
|  | Victron Energy Meter EM24 - 3 phase - max 65A/phase Ethernet | 146.29 | 137.781 | 120.0082 | 2004.14 | 113.0279 | 1887.57 |  |  |  |  | 327 | [18 empty] | 0 | [6 empty] | 0
[13 empty] | 328 | [18 empty] | 0 | [6 empty] | 0
|  | Busbars, Combiner Boxes, Surge Protection Devices |  |  | 0 |  | 0 | [5 empty] | 329 | [18 empty] | 0 | [6 empty] | 0
|  | Victron Lynx Power In | 163.43 | 153.932 | 134.0689 | 2238.96 | 126.2773 | 2108.84 |  |  |  |  | 330 | [18 empty] | 0 | [6 empty] | 0
|  | Victron Lynx Distributor (M10) | 223.94 | 210.924 | 183.708 | 3067.93 | 173.0304 | 2889.61 |  |  |  |  | 331 | [25 empty] | 0
2 | 2 | Victron Solar Busbar 150A 2P with 10 screws +cover | 18.95 | 17.852 | 15.5455 | 259.62 | 14.6448 | 244.57 |  |  |  |  | 332 | Victron Solar Busbar 150A 2P with 10 screws +cover | [17 empty] | 0 | [6 empty] | 0
|  | Victron Solar Busbar 150A 2P with 20 screws +cover | 28.896 | 27.216 | 23.7047 | 395.87 | 22.3265 | 372.86 |  |  |  |  | 333 | [18 empty] | 0 | [6 empty] | 0
|  | Victron Solar Busbar 150A 4P +cover | 18.95 | 17.852 | 15.5455 | 259.62 | 14.6448 | 244.57 |  |  |  |  | 334 | [18 empty] | 0
|  | Victron Solar Busbar 150A 6P + cover | 28 | 26.374 | 22.9696 | 383.6 | 21.6358 | 361.32 |  |  |  |  | 335 | [18 empty] | 0
|  | Victron Solar Busbar 250A 2P with 6 screws +cover | 44.24 | 41.67 | 36.292 | 606.08 | 34.1838 | 570.87 |  |  |  |  | 336 | [25 empty] | 0
|  | Victron Solar Busbar 250A 2P with 12 screws +cover | 50.57 | 47.628 | 41.4848 | 692.8 | 39.0714 | 652.5 |  |  |  |  | 337 | [18 empty] | 0
|  | Victron Solar Busbar 250A 4P +cover | 57.79 | 54.432 | 47.4077 | 791.71 | 44.653 | 745.71 |  |  |  |  | 338 | [18 empty] | 0
|  | Victron Solar Busbar 250A 6P +cover | 62.3 | 58.676 | 51.1075 | 853.5 | 48.1345 | 803.85 |  |  |  |  | 339 | [18 empty] | 0
|  | Victron Solar Busbar 600A 4P + cover | 131.84 | 124.173 | 108.1542 | 1806.18 | 101.8646 | 1701.14 |  |  |  |  | 340 | [25 empty] | 0
|  | Victron Solar Busbar 600A 8P + cover | 204.99 | 193.072 | 168.1624 | 2808.32 | 158.3856 | 2645.04 |  |  |  |  | 341 | [18 empty] | 0 | [6 empty] | 0
|  | Victron Battery switch ON/OFF 275A | 35.23 | 33.178 | 28.9007 | 482.65 | 27.2174 | 454.54 |  |  |  |  | 342 | [18 empty] | 0 | [6 empty] | 0
[5 empty] | 0 | 0 | 0 | 0 |  |  |  |  | 343 | [18 empty] | 0 | [6 empty] | 0
1 | 1 | Solar DC Combiner BHS 2/1 | 120.4 | 113.4 | 98.7695 | 1649.46 | 93.0271 | 1553.56 |  |  |  |  | 344 | Solar DC Combiner BHS 2/1 | [17 empty] | 0 | [6 empty] | 0
|  | Solar DC Combiner BHS 3/1 | 126.42 | 119.07 | 103.708 | 1731.93 | 97.6784 | 1631.23 |  |  |  |  | 345 | [25 empty] | 0
|  | Solar DC Combiner BHS 4/1 | 163.4 | 153.9 | 134.0443 | 2238.54 | 126.251 | 2108.4 |  |  |  |  | 346 | [25 empty] | 0
|  | Solar DC Combiner BHS 4/2 | 206.4 | 194.4 | 169.3191 | 2827.63 | 159.475 | 2663.24 |  |  |  |  | 347 | [18 empty] | 0 | [6 empty] | 0
|  | Solar DC Combiner BHS 6/2 | 240.8 | 226.8 | 197.539 | 3298.91 | 186.0541 | 3107.11 |  |  |  |  | 348 | [18 empty] | 0 | [6 empty] | 0
|  | Solar DC High Voltage String Combiner BHT 6/1 | 239.08 | 225.18 | 196.128 | 3275.34 | 184.7252 | 3084.92 |  |  |  |  | 349 | [18 empty] | 0 | [6 empty] | 0
|  | Solar DC High Voltage String Combiner BHT 6/2 | 233.92 | 220.32 | 191.895 | 3204.65 | 180.7383 | 3018.33 |  |  |  |  | 350 | [18 empty] | 0 | [6 empty] | 0
|  | Solar DC High Voltage String Combiner BHT 12/2 | 460.96 | 434.16 | 378.146 | 6315.04 | 356.1608 | 5947.89 |  |  |  |  | 351 | [18 empty] | 0 | [6 empty] | 0
[5 empty] | 0 | 0 | 0 | 0 |  |  |  |  | 352 | [18 empty] | 0 | [6 empty] | 0
|  | Solar AC Combiner BBWX-4/1 C40A AC230/400 160A/400 Out | 344 | 324 | 282.1985 | 4712.72 | 265.7916 | 4438.73 |  |  |  |  | 353 | [18 empty] | 0 | [6 empty] | 0
|  | Solar AC Combiner BBWX-4/1 C50A AC230/400 200A/400 Out | 354.32 | 333.72 | 290.6645 | 4854.1 | 273.7654 | 4571.89 |  |  |  |  | 354 | [18 empty] | 0 | [6 empty] | 0
|  | Solar AC Combiner BBWX-6/1 C40A AC230/400 250A/400 Out | 393.88 | 370.98 | 323.1173 | 5396.06 | 304.3314 | 5082.34 |  |  |  |  | 355 | [18 empty] | 0 | [6 empty] | 0
|  | Solar AC Combiner BBWX-6/1 C50A AC230/400 320A/400 Out | 474.72 | 447.12 | 389.434 | 6503.55 | 366.7925 | 6125.44 |  |  |  |  | 356 | [18 empty] | 0 | [6 empty] | 0
|  | Solar AC Combiner BBWX-3/1 In=320A AC230/400 1000A/400 Out | 1948.76 | 1835.46 | 1598.6546 | 26697.54 | 1505.7096 | 25145.36 |  |  |  |  | 357 | [18 empty] | 0 | [6 empty] | 0
|  | Solar AC Combiner BBWX-4/1 In=160A AC230/400 630A/400 Out | 1345.04 | 1266.84 | 1103.3962 | 18426.72 | 1039.2453 | 17355.4 |  |  |  |  | 358 | [18 empty] | 0 | [6 empty] | 0
|  | Solar AC Combiner BBWX-4/1 In=200A AC230/400 800A/400 Out | 1376 | 1296 | 1128.7941 | 18850.87 | 1063.1665 | 17754.89 |  |  |  |  | 359 | [18 empty] | 0 | [6 empty] | 0
|  | Solar AC Combiner BBWX-5/1 In=200A AC230/400 1000A/400 Out | 1869.64 | 1760.94 | 1533.749 | 25613.61 | 1444.5775 | 24124.45 |  |  |  |  | 360 | [18 empty] | 0 | [6 empty] | 0
|  | Solar AC Combiner BBWX-6/1 In=160A AC230/400 1000A/400 Out | 1862.76 | 1754.46 | 1528.105 | 25519.36 | 1439.2617 | 24035.68 |  |  |  |  | 361 | [18 empty] | 0 | [6 empty] | 0
|  | Solar AC Combiner BBWX-6/1 In=200A AC230/400 1250A/400 Out | 2008.96 | 1892.16 | 1648.0394 | 27522.26 | 1552.2231 | 25922.13 |  |  |  |  | 362 | [18 empty] | 0 | [6 empty] | 0
|  | Solar AC Combiner BBWX-1 5KW AC BOX | 68.8 | 64.8 | 56.4397 | 942.55 | 53.1583 | 887.75 |  |  |  |  | 363 | [18 empty] | 0 | [6 empty] | 0
|  | Solar AC Combiner BBWX-1 10KW AC BOX | 72.24 | 68.04 | 59.2617 | 989.68 | 55.8162 | 932.14 |  |  |  |  | 364 | [18 empty] | 0 | [6 empty] | 0
[5 empty] | 0 | 0 | 0 | 0 |  |  |  |  | 365 | [18 empty] | 0 | [6 empty] | 0
1 | 1 | Citel AC Surge Protection Device DAC50VGS-11-275/G VAC 1-Phase | 48.85 | 46.008 | 40.0738 | 669.24 | 37.7424 | 630.3 |  |  |  |  | 366 | Citel AC Surge Protection Device DAC50VGS-11-275/G VAC 1-Phase | [17 empty] | 0 | [6 empty] | 0
|  | Citel AC Surge Protection Device DAC50VGS-31-275/G VAC 3-Phase | 92.03 | 86.686 | 75.4963 | 1260.79 | 71.1124 | 1187.58 |  |  |  |  | 367 | [25 empty] | 0
[5 empty] | 0 | 0 | 0 | 0 |  |  |  |  | 368 | [18 empty] | 0 | [6 empty] | 0
|  | Citel DC Surge Protection Device DPVN40CVGS-21Y-1200 | 63.86 | 60.151 | 52.3872 | 874.87 | 49.3445 | 824.06 |  |  |  |  | 369 | [25 empty] | 0
|  | Citel DC Surge Protection Device DS50VGPVS-1000/51 | 104.51 | 98.431 | 85.7342 | 1431.77 | 80.7473 | 1348.49 |  |  |  |  | 370 | [25 empty] | 0
|  | Citel DC Surge Protection Device DS50VGPVS-1500/51 | 113.31 | 106.726 | 92.9532 | 1552.32 | 87.5521 | 1462.12 |  |  |  |  | 371 | [18 empty] | 0 | [6 empty] | 0
|  | Citel DC Surge Protection Device DS240S-130DC | 37.58 | 35.397 | 30.8285 | 514.84 | 29.0377 | 484.94 |  |  |  |  | 372 | [18 empty] | 0 | [6 empty] | 0
[13 empty] | 373 | [18 empty] | 0 | [6 empty] | 0
|  | Cables |  |  | 0 | 0 | 0 | 0 |  |  |  |  | 374 | [18 empty] | 0 | [6 empty] | 0
20 | 20 | Hikra Sol DC Solar cable 1x4mm2 1500V H1Z2Z2 | 1.02 | 0.935 | 0.83675 | 13.98 | 0.76702 | 12.81 |  |  |  |  | 375 | Hikra Sol DC Solar cable 1x4mm2 1500V H1Z2Z2 | [17 empty] | 0 | [6 empty] | 0
80 | 80 | Hikra Sol DC Solar cable 1x6mm2 1500V H1Z2Z2 | 1.36 | 1.253 | 1.1157 | 18.64 | 1.0279 | 17.17 |  |  |  |  | 376 | Hikra Sol DC Solar cable 1x6mm2 1500V H1Z2Z2 | [17 empty] | 0 | [6 empty] | 0
|  | Hikra Sol DC Solar cable 1x10mm2 1500V H1Z2Z2 | 2.35 | 2.159 | 1.9278 | 32.2 | 1.7711 | 29.58 |  |  |  |  | 377 | [25 empty] | 0
10 | 60 | Hikra Sol DC Solar cable 1x16mm2 1500V H1Z2Z2 | 4.53 | 4.165 | 3.7162 | 62.06 | 3.4167 | 57.06 |  |  |  |  | 378 | Hikra Sol DC Solar cable 1x16mm2 1500V H1Z2Z2 | [17 empty] | 0 | [6 empty] | 0
15 | 15 | Hikra Sol DC Solar cable 1x25mm2 1500V H1Z2Z2 | 8.25 | 7.582 | 6.7678 | 113.03 | 6.2199 | 103.88 |  |  |  |  | 379 | Hikra Sol DC Solar cable 1x25mm2 1500V H1Z2Z2 | [17 empty] | 0 | [6 empty] | 0
|  | Hikra Sol DC Solar cable 1x35mm2 1500V H1Z2Z2 | 12.75 | 11.713 | 10.4594 | 174.68 | 9.6087 | 160.47 |  |  |  |  | 380 | [25 empty] | 0
|  | Hikra Sol DC Solar cable 1x50mm2 1500V H1Z2Z2 | 23.85 | 21.913 | 19.5652 | 326.74 | 17.9762 | 300.21 |  |  |  |  | 381 | [25 empty] | 0
|  | Hikra Sol DC Solar cable 1x70mm2 1500V H1Z2Z2 | 30.64 | 28.152 | 25.1354 | 419.77 | 23.0943 | 385.68 |  |  |  |  | 382 | [25 empty] | 0
|  | Hikra Sol DC Solar cable 1x95mm2 1500V H1Z2Z2 | 41.27 | 37.927 | 33.8556 | 565.39 | 31.1132 | 519.6 |  |  |  |  | 383 | [25 empty] | 0
[5 empty] | 0 |  | 0 | [5 empty] | 384 | [18 empty] | 0 | [6 empty] | 0
10 | 10 | Top Cable AC solar cable 5x4mm2 RV-K 0.6/1KV | 10.51 | 9.656 | 8.6218 | 143.99 | 7.9212 | 132.29 |  |  |  |  | 385 | Top Cable AC solar cable 5x4mm2 RV-K 0.6/1KV | [17 empty] | 0 | [6 empty] | 0
|  | Top Cable AC solar cable 5x6mm2 RV-K 0.6/1KV | 15.73 | 14.45 | 12.904 | 215.5 | 11.854 | 197.97 |  |  |  |  | 386 | [25 empty] | 0
|  | Top Cable AC solar cable 5x10mm2 RV-K 0.6/1KV | 23.96 | 22.015 | 19.6555 | 328.25 | 18.0599 | 301.61 |  |  |  |  | 387 | [25 empty] | 0
|  | Top Cable AC solar cable 5x16mm2 RV-K 0.6/1KV | 25.44 | 23.375 | 20.8696 | 348.53 | 19.1756 | 320.24 |  |  |  |  | 388 | [25 empty] | 0
|  | Top Cable AC solar cable 5x25mm2 RV-K 0.6/1KV | 28.68 | 27.13 | 23.5275 | 392.91 | 22.2559 | 371.68 |  |  |  |  | 389 | [25 empty] | 0
|  | Top Cable AC solar cable 5x35mm2 RV-K 0.6/1KV | 40 | 40 | 32.8138 | 548 | 32.8138 | 548 |  |  |  |  | 390 | [25 empty] | 0
|  | Top Cable AC solar cable 5x50mm2 RV-K 0.6/1KV | 40 | 40 | 32.8138 | 548 | 32.8138 | 548 |  |  |  |  | 391 | [25 empty] | 0
|  | Top Cable AC solar cable 5x70mm2 RV-K 0.6/1KV | 40 | 40 | 32.8138 | 548 | 32.8138 | 548 |  |  |  |  | 392 | [18 empty] | 0 | [6 empty] | 0
|  | Top Cable AC solar cable 1x70mm2 RV-K 0.6/1KV | 42 | 42 | 34.4545 | 575.39 | 34.4545 | 575.39 |  |  |  |  | 393 | [25 empty] | 0
|  | Top Cable AC solar cable 1x95mm2 RV-K 0.6/1KV | 48.75 | 48.75 | 39.9918 | 667.87 | 39.9918 | 667.87 |  |  |  |  | 394 | [25 empty] | 0
|  | Top Cable AC solar cable 1x120mm2 RV-K 0.6/1KV | 65.45 | 65.45 | 53.6916 | 896.65 | 53.6916 | 896.65 |  |  |  |  | 395 | [25 empty] | 0
|  | Top Cable AC solar cable 1x150mm2 RV-K 0.6/1KV | 85 | 85 | 69.7293 | 1164.48 | 69.7293 | 1164.48 |  |  |  |  | 396 | [25 empty] | 0
|  | Top Cable AC solar cable 1x185mm2 RV-K 0.6/1KV | 100 | 100 | 82.0345 | 1369.98 | 82.0345 | 1369.98 |  |  |  |  | 397
|  | Top Cable AC solar cable 1x240mm2 RV-K 0.6/1KV | 125 | 125 | 102.5431 | 1712.47 | 102.5431 | 1712.47 |  |  |  |  | 398 | [25 empty] | 0
|  | Top Cable AC solar cable 1x300mm2 RV-K 0.6/1KV | 140 | 140 | 114.8482 | 1917.97 | 114.8482 | 1917.97 |  |  |  |  | 399
|  | Top Cable AC solar cable 1x400mm2 RV-K 0.6/1KV | 160 | 160 | 131.2551 | 2191.97 | 131.2551 | 2191.97 |  |  |  |  | 400
|  | Top Cable AC solar cable 1x500mm2 RV-K 0.6/1KV | 180 | 180 | 147.662 | 2465.96 | 147.662 | 2465.96 |  |  |  |  | 401 | [25 empty] | 0
[5 empty] | 0 | 0 | 0 | [5 empty] | 402 | [18 empty] | 0 | [6 empty] | 0
|  | 1x2.5mm2 RV-K 0.6/1KV Yellow/Green Earth Cable | 2 | 2 | 1.6407 | 27.4 | 1.6407 | 27.4 |  |  |  |  | 403 | [18 empty] | 0 | [6 empty] | 0
|  | 1x4mm2 RV-K 0.6/1KV Yellow/Green Earth Cable | 2.2 | 2.2 | 1.8048 | 30.14 | 1.8048 | 30.14 |  |  |  |  | 404 | [18 empty] | 0 | [6 empty] | 0
30 | 30 | 1x6mm2 RV-K 0.6/1KV Yellow/Green Earth Cable | 2.2 | 2.2 | 1.8048 | 30.14 | 1.8048 | 30.14 |  |  |  |  | 405 | 1x6mm2 RV-K 0.6/1KV Yellow/Green Earth Cable | [17 empty] | 0 | [6 empty] | 0
|  | 1x10mm2 RV-K 0.6/1KV Yellow/Green Earth Cable | 4.4 | 4.4 | 3.6095 | 60.28 | 3.6095 | 60.28 |  |  |  |  | 406 | [18 empty] | 0 | [6 empty] | 0
|  | 1x16mm2 RV-K 0.6/1KV Yellow/Green Earth Cable | 6.62 | 6.62 | 5.4307 | 90.7 | 5.4307 | 90.7 |  |  |  |  | 407 | [18 empty] | 0 | [6 empty] | 0
[5 empty] | 0 | 0 | 0 | 0 |  |  |  |  | 408 | [18 empty] | 0 | [6 empty] | 0
|  | Earthing System | 10.971 | 9.752 | 9 | 150.3 | 8 | 133.6 |  |  |  |  | 409 | [18 empty] | 0 | [6 empty] | 0
[5 empty] | 0 | 0 | 0 | [5 empty] | 410 | [18 empty] | 0 | [6 empty] | 0
|  | AC solar cable 2x1.5mm2 RV-K 0.6/1KV for CTs | 1.5 | 1.5 | 1.2305 | 20.55 | 1.2305 | 20.55 |  |  |  |  | 411 | [25 empty] | 0
|  | AC solar cable 4x1.5mm2 RV-K 0.6/1KV for CT Voltage Sensing | 2.5 | 2.5 | 2.0509 | 34.25 | 2.0509 | 34.25 |  |  |  |  | 412 | [25 empty] | 0
[5 empty] | 0 | 0 | 0 | [5 empty] | 413 | [18 empty] | 0 | [6 empty] | 0
|  | Data Cables | [10 empty] | 414 | [18 empty] | 0 | [6 empty] | 0
|  | Victron RJ45 UTP Cable 3 m | 12.64 | 11.907 | 10.3692 | 173.17 | 9.7678 | 163.13 |  |  |  |  | 415 | [25 empty] | 0
|  | Victron RJ45 UTP Cable 5 m | 16.25 | 15.309 | 13.3306 | 222.63 | 12.5587 | 209.73 |  |  |  |  | 416 | [18 empty] | 0 | [6 empty] | 0
|  | Coil of Shielded RJ45 STP Cable | 151.9 | 151.9 | 124.6103 | 2081 | 124.6103 | 2081 |  |  |  |  | 417 | [25 empty] | 0
[5 empty] | 0 | 0 | 0 | 0 |  |  |  |  | 418 | [18 empty] | 0 | [6 empty] | 0
|  | Victron VE.Direct Cable 0,3m | 13.55 | 12.766 | 11.1157 | 185.64 | 10.4725 | 174.9 |  |  |  |  | 419 | [18 empty] | 0 | [6 empty] | 0
|  | Victron VE.Direct Cable 1,8m | 13.55 | 12.766 | 11.1157 | 185.64 | 10.4725 | 174.9 |  |  |  |  | 420 | [25 empty] | 0
|  | Victron VE.Direct Cable 3m | 15.34 | 14.45 | 12.5841 | 210.16 | 11.854 | 197.97 |  |  |  |  | 421 | [18 empty] | 0 | [6 empty] | 0
|  | Victron VE.Direct Cable 5m | 17.17 | 16.168 | 14.0853 | 235.23 | 13.2633 | 221.5 |  |  |  |  | 422 | [18 empty] | 0 | [6 empty] | 0
|  | Victron VE.Direct Cable 10m | 20.77 | 19.57 | 17.0386 | 284.55 | 16.0541 | 268.11 |  |  |  |  | 423 | [18 empty] | 0 | [6 empty] | 0
|  | Victron VE.Direct to BMV60xS Cable 3m | 29.79 | 28.058 | 24.4381 | 408.12 | 23.0172 | 384.39 |  |  |  |  | 424 | [18 empty] | 0
|  | Victron VE.Direct to USB-C interface | 28.896 | 27.216 | 23.7047 | 395.87 | 22.3265 | 372.86 |  |  |  |  | 425 | [18 empty] | 0
|  | Victron Interface MK3-USB (VE.Bus to USB) | 69.52 | 65.48 | 57.0304 | 952.41 | 53.7162 | 897.06 |  |  |  |  | 426 | [18 empty] | 0 | [6 empty] | 0
|  | Victron Interface MK3-USB-C (VE.Bus to USB-C) | 60.51 | 56.992 | 49.639 | 828.98 | 46.7531 | 780.78 |  |  |  |  | 427 | [18 empty] | 0
|  | Victron CANUSB interface | 517.41 | 487.328 | 424.4545 | 7088.39 | 399.7769 | 6676.28 |  |  |  |  | 428 | [18 empty] | 0
|  | Victron Interface MK2.2b (VE.Bus to RS232) | 55.07 | 51.872 | 45.1764 | 754.45 | 42.5529 | 710.64 |  |  |  |  | 429 | [18 empty] | 0
|  | Victron RS232 to USB converter | 28.9 | 27.216 | 23.708 | 395.93 | 22.3265 | 372.86 |  |  |  |  | 430 | [18 empty] | 0 | [6 empty] | 0
|  | Victron VE.Direct to RS232 interface | 27.09 | 25.515 | 22.2231 | 371.13 | 20.9311 | 349.55 |  |  |  |  | 431 | [18 empty] | 0 | [6 empty] | 0
|  | Victron RS485 to USB interface 1.8m | 28 | 26.374 | 22.9696 | 383.6 | 21.6358 | 361.32 |  |  |  |  | 432 | [18 empty] | 0 | [6 empty] | 0
|  | Victron RS485 to USB interface 5m | 31.61 | 29.776 | 25.9311 | 433.05 | 24.4266 | 407.93 |  |  |  |  | 433 | [18 empty] | 0 | [6 empty] | 0
|  | Victron VE.Can RJ45 terminator (bag of 2) | 9.94 | 9.364 | 8.1542 | 136.18 | 7.6817 | 128.29 |  |  |  |  | 434 | [18 empty] | 0 | [6 empty] | 0
[5 empty] | 0 | 0 | 0 | 0 |  |  |  |  | 435 | [18 empty] | 0 | [6 empty] | 0
|  | Victron VE.Can to CAN-bus BMS type A Cable 1.8m | 14.45 | 13.608 | 11.854 | 197.97 | 11.1632 | 186.43 |  |  |  |  | 436 | [25 empty] | 0
|  | Victron VE.Can to CAN-bus BMS type A Cable 5m | 17.48 | 13.608 | 14.3396 | 239.48 | 11.1632 | 186.43 |  |  |  |  | 437 | [18 empty] | 0 | [6 empty] | 0
1 | 1 | Victron VE.Can to CAN-bus BMS type B Cable 1.8m | 17.48 | 13.608 | 14.3396 | 239.48 | 11.1632 | 186.43 |  |  |  |  | 438 | Victron VE.Can to CAN-bus BMS type B Cable 1.8m | [17 empty] | 0 | [6 empty] | 0
|  | Victron VE.Can to CAN-bus BMS type B Cable 5m | 14.45 | 13.608 | 11.854 | 197.97 | 11.1632 | 186.43 |  |  |  |  | 439 | [18 empty] | 0 | [6 empty] | 0
[5 empty] | 0 | 0 | 0 | 0 |  |  |  |  | 440 | [18 empty] | 0 | [6 empty] | 0
|  | Victron Shunt 500A/50m | 22.57 | 21.254 | 18.5152 | 309.21 | 17.4356 | 291.18 |  |  |  |  | 441 | [18 empty] | 0 | [6 empty] | 0
|  | Victron MIDI-fuse 60A/32V (package of 5 pcs) | 9.94 | 9.364 | 8.1542 | 136.18 | 7.6817 | 128.29 |  |  |  |  | 442 | [18 empty] | 0 | [6 empty] | 0
|  | Victron MIDI-fuse 100A/58V for 48V products (1 pc) | 9.94 | 9.364 | 8.1542 | 136.18 | 7.6817 | 128.29 |  |  |  |  | 443 | [18 empty] | 0 | [6 empty] | 0
|  | Victron Fuse holder for MIDI-fuse | 9.03 | 8.505 | 7.4077 | 123.71 | 6.977 | 116.52 |  |  |  |  | 444 | [18 empty] | 0 | [6 empty] | 0
|  | Victron Fuse holder for MEGA-fuse | 11.73 | 11.048 | 9.6226 | 160.7 | 9.0632 | 151.36 |  |  |  |  | 445 | [18 empty] | 0 | [6 empty] | 0
|  | Victron Fuse holder 6-way for MEGA-fuse | 28 | 26.374 | 22.9696 | 383.6 | 21.6358 | 361.32 |  |  |  |  | 446 | [18 empty] | 0 | [6 empty] | 0
|  | Victron Modular fuse holder for MEGA-fuse | 36.12 | 34.02 | 29.6308 | 494.84 | 27.9081 | 466.07 |  |  |  |  | 447 | [18 empty] | 0 | [6 empty] | 0
|  | Victron Busbar to connect 5 CIP100200100 | 38.84 | 36.58 | 31.8622 | 532.1 | 30.0082 | 501.14 |  |  |  |  | 448 | [18 empty] | 0
|  | Victron Busbar to connect 6 CIP100200100 | 45.15 | 42.525 | 37.0386 | 618.55 | 34.8852 | 582.59 |  |  |  |  | 449 | [18 empty] | 0
|  | Victron MEGA-fuse 60A/32V (package of 5 pcs) | 15.34 | 14.45 | 12.5841 | 210.16 | 11.854 | 197.97 |  |  |  |  | 450 | [18 empty] | 0 | [6 empty] | 0
|  | Victron MEGA-fuse 300A/32V (package of 5 pcs) | 15.34 | 14.45 | 12.5841 | 210.16 | 11.854 | 197.97 |  |  |  |  | 451 | [18 empty] | 0 | [6 empty] | 0
|  | Victron MEGA-fuse 400A/32V (package of 5 pcs) | 23.48 | 22.113 | 19.2617 | 321.68 | 18.1403 | 302.95 |  |  |  |  | 452 | [18 empty] | 0 | [6 empty] | 0
|  | Victron MEGA-fuse 500A/32V (package of 5 pcs) | 25.28 | 23.814 | 20.7383 | 346.33 | 19.5357 | 326.25 |  |  |  |  | 453 | [18 empty] | 0 | [6 empty] | 0
|  | Victron MEGA-fuse 125A/58V for 48V products (1 pc) | 29.79 | 28.058 | 24.4381 | 408.12 | 23.0172 | 384.39 |  |  |  |  | 454 | [18 empty] | 0 | [6 empty] | 0
|  | Victron MEGA-fuse 200A/58V for 48V products (1 pc) | 29.79 | 28.058 | 24.4381 | 408.12 | 23.0172 | 384.39 |  |  |  |  | 455 | [18 empty] | 0 | [6 empty] | 0
|  | Victron MEGA-fuse 250A/58V for 48V products (1 pc) | 29.79 | 28.058 | 24.4381 | 408.12 | 23.0172 | 384.39 |  |  |  |  | 456 | [18 empty] | 0 | [6 empty] | 0
|  | Victron MEGA-fuse 80A/80V (package of 5 pcs) | 36.12 | 34.02 | 29.6308 | 494.84 | 27.9081 | 466.07 |  |  |  |  | 457 | [18 empty] | 0
|  | Victron MEGA-fuse 500A/80V (package of 5 pcs) | 36.12 | 34.02 | 29.6308 | 494.84 | 27.9081 | 466.07 |  |  |  |  | 458 | [18 empty] | 0 | [6 empty] | 0
|  | Victron Fuse holder for ANL-fuse | 9.94 | 9.364 | 8.1542 | 136.18 | 7.6817 | 128.29 |  |  |  |  | 459 | [18 empty] | 0 | [6 empty] | 0
|  | Victron ANL-fuse 300A/80V for 48V products (package of 5 pcs) | 31.61 | 29.776 | 25.9311 | 433.05 | 24.4266 | 407.93 |  |  |  |  | 460 | [18 empty] | 0 | [6 empty] | 0
|  | Victron ANL-fuse 400A/80V for 48V products (package of 5 pcs) | 31.61 | 29.776 | 25.9311 | 433.05 | 24.4266 | 407.93 |  |  |  |  | 461 | [18 empty] | 0 | [6 empty] | 0
|  | Victron ANL-fuse 500A/80V for 48V products (1 pc) | 9.96 | 9.364 | 8.1706 | 136.45 | 7.6817 | 128.29 |  |  |  |  | 462 | [18 empty] | 0 | [6 empty] | 0
[13 empty] | 463 | [18 empty] | 0 | [6 empty] | 0
|  | Circuit Breakers, Change-over Switches, Connectors and Enclosures |  |  | 0 | 0 | 0 | 0 |  |  |  |  | 464 | [18 empty] | 0 | [6 empty] | 0
|  | 32A Manual Transfer Switch | 51.6 | 48.6 | 42.3298 | 706.91 | 39.8687 | 665.81 |  |  |  |  | 465 | [25 empty] | 0
1 | 1 | 63A Manual Transfer Switch | 70.52 | 66.42 | 57.8507 | 966.11 | 54.4873 | 909.94 |  |  |  |  | 466 | 63A Manual Transfer Switch | [17 empty] | 0 | [6 empty] | 0
|  | 100A Manual Transfer Switch | 120.4 | 113.4 | 98.7695 | 1649.46 | 93.0271 | 1553.56 |  |  |  |  | 467 | [25 empty] | 0
|  | 250A Manual Transfer Switch | 200 | 200 | 164.0689 | 2739.96 | 164.0689 | 2739.96 |  |  |  |  | 468 | [25 empty] | 0
|  | 400A Manual Transfer Switch | 1000 | 1000 | 820.3445 | 13699.76 | 820.3445 | 13699.76 |  |  |  |  | 469 | [25 empty] | 0
|  | 1000A Manual Transfer Switch | 2000 | 2000 | 1640.6891 | 27399.51 | 1640.6891 | 27399.51 |  |  |  |  | 470 | [25 empty] | 0
|  | 4000A Manual Transfer Switch |  |  | 0 |  | 0 | 0 |  |  |  |  | 471 | [18 empty] | 0 | [6 empty] | 0
[5 empty] | 0 | 0 | 0 | 0 |  |  |  |  | 472 | [18 empty] | 0 | [6 empty] | 0
|  | 10A 2-Pole AC Circuit Breaker | 35 | 35 | 28.7121 | 479.5 | 28.7121 | 479.5 |  |  |  |  | 473 | [18 empty] | 0 | [6 empty] | 0
|  | 16A 2-Pole AC Circuit Breaker | 35 | 35 | 28.7121 | 479.5 | 28.7121 | 479.5 |  |  |  |  | 474 | [18 empty] | 0 | [6 empty] | 0
2 | 2 | 32A 2-Pole AC Circuit Breaker | 49 | 49 | 40.1969 | 671.29 | 40.1969 | 671.29 |  |  |  |  | 475 | 32A 2-Pole AC Circuit Breaker | [17 empty] | 0 | [6 empty] | 0
|  | 40A 2-Pole AC Circuit Breaker | 49 | 49 | 40.1969 | 671.29 | 40.1969 | 671.29 |  |  |  |  | 476 | [25 empty] | 0
|  | 50A 2-Pole AC Circuit Breaker | 49 | 49 | 40.1969 | 671.29 | 40.1969 | 671.29 |  |  |  |  | 477 | [25 empty] | 0
|  | 63A 2-Pole AC Circuit Breaker | 49 | 49 | 40.1969 | 671.29 | 40.1969 | 671.29 |  |  |  |  | 478 | [25 empty] | 0
|  | 80A 2-Pole AC Circuit Breaker | 49 | 49 | 40.1969 | 671.29 | 40.1969 | 671.29 |  |  |  |  | 479 | [25 empty] | 0
|  | 100A 2-Pole AC Circuit Breaker | 49 | 49 | 40.1969 | 671.29 | 40.1969 | 671.29 |  |  |  |  | 480 | [25 empty] | 0
|  | 125A 2-Pole AC Circuit Breaker | 49 | 49 | 40.1969 | 671.29 | 40.1969 | 671.29 |  |  |  |  | 481
|  | 160A 2-Pole AC Circuit Breaker | 69 | 69 | 56.6038 | 945.29 | 56.6038 | 945.29 |  |  |  |  | 482 | [25 empty] | 0
|  | 250A 2-Pole AC Circuit Breaker | 69 | 69 | 56.6038 | 945.29 | 56.6038 | 945.29 |  |  |  |  | 483
|  | 320A 2-Pole AC Circuit Breaker | 89 | 89 | 73.0107 | 1219.28 | 73.0107 | 1219.28 |  |  |  |  | 484
[5 empty] | 0 | 0 | 0 | 0 |  |  |  |  | 485 | [18 empty] | 0 | [6 empty] | 0
|  | 32A 4-Pole AC Circuit Breaker | 50 | 50 | 41.0172 | 684.99 | 41.0172 | 684.99 |  |  |  |  | 486 | [25 empty] | 0
|  | 40A 4-Pole AC Circuit Breaker | 50 | 50 | 41.0172 | 684.99 | 41.0172 | 684.99 |  |  |  |  | 487 | [25 empty] | 0
|  | 50A 4-Pole AC Circuit Breaker | 50 | 50 | 41.0172 | 684.99 | 41.0172 | 684.99 |  |  |  |  | 488 | [25 empty] | 0
|  | 63A 4-Pole AC Circuit Breaker | 50 | 50 | 41.0172 | 684.99 | 41.0172 | 684.99 |  |  |  |  | 489 | [25 empty] | 0
|  | 80A 4-Pole AC Circuit Breaker | 50 | 50 | 41.0172 | 684.99 | 41.0172 | 684.99 |  |  |  |  | 490 | [25 empty] | 0
|  | 100A 4-Pole AC Circuit Breaker | 50 | 50 | 41.0172 | 684.99 | 41.0172 | 684.99 |  |  |  |  | 491 | [25 empty] | 0
|  | 125A 4-Pole AC Circuit Breaker | 50 | 50 | 41.0172 | 684.99 | 41.0172 | 684.99 |  |  |  |  | 492 | [25 empty] | 0
|  | 160A 4-Pole AC Circuit Breaker | 70 | 70 | 57.4241 | 958.99 | 57.4241 | 958.99 |  |  |  |  | 493
|  | 250A 4-Pole AC Circuit Breaker | 70 | 70 | 57.4241 | 958.99 | 57.4241 | 958.99 |  |  |  |  | 494 | [18 empty] | 0
[5 empty] | 0 | 0 | 0 | 0 |  |  |  |  | 495 | [18 empty] | 0 | [6 empty] | 0
|  | Chint 125A 4-Pole AC MCCB | 107.15 | 107.15 | 87.8999 | 1467.93 | 87.8999 | 1467.93 |  |  |  |  | 496 | [18 empty] | 0 | [6 empty] | 0
|  | Chint 250A 4-Pole AC MCCB | 107.15 | 107.15 | 87.8999 | 1467.93 | 87.8999 | 1467.93 |  |  |  |  | 497 | [25 empty] | 0
|  | Chint 320A 4-Pole AC MCCB | 107.15 | 107.15 | 87.8999 | 1467.93 | 87.8999 | 1467.93 |  |  |  |  | 498
|  | Chint 400A 4-Pole AC MCCB | 107.15 | 107.15 | 87.8999 | 1467.93 | 87.8999 | 1467.93 |  |  |  |  | 499
|  | 500A 4-Pole AC MCCB | 107.15 | 107.15 | 87.8999 | 1467.93 | 87.8999 | 1467.93 |  |  |  |  | 500
|  | 800A 4-Pole AC MCCB | 107.15 | 107.15 | 87.8999 | 1467.93 | 87.8999 | 1467.93 |  |  |  |  | 501 | [25 empty] | 0
[5 empty] | 0 |  | 0 | [5 empty] | 502 | [18 empty] | 0 | [6 empty] | 0
3 | 3 | Victron MC4 Solar connector pair MC4, 1x Male/1x Female | 9.03 | 8.505 | 7.4077 | 123.71 | 6.977 | 116.52 |  |  |  |  | 503 | Victron MC4 Solar connector pair MC4, 1x Male/1x Female | [17 empty] | 0 | [6 empty] | 0
|  | Victron MC4 Solar splitter pair MC4-Y, 1x M-2F / 1xF-2M | 26.18 | 24.656 | 21.4766 | 358.66 | 20.2264 | 337.79 |  |  |  |  | 504 | [18 empty] | 0 | [6 empty] | 0
|  | Victron MC4 connection plug/socket 4,0 - 6,0 mm2, Ø 5,0 - 6.0mm | 3.1 | 2.916 | 2.5431 | 42.47 | 2.3921 | 39.95 |  |  |  |  | 505 | [18 empty] | 0 | [6 empty] | 0
|  | Victron MC4 connection plug 4,0 - 6,0 mm2, Ø 5,9 - 8.8mm | 3.13 | 2.948 | 2.5677 | 42.89 | 2.4184 | 40.39 |  |  |  |  | 506 | [18 empty] | 0 | [6 empty] | 0
[5 empty] | 0 | 0 | 0 | 0 |  |  |  |  | 507 | [18 empty] | 0 | [6 empty] | 0
1 | 1 | 50x200mm Enclosure with Dinrail | 16.9492 | 16.9492 | 13.9041 | 232.2 | 13.9041 | 232.2 |  |  |  |  | 508 | 50x200mm Enclosure with Dinrail | [17 empty] | 0 | [6 empty] | 0
|  | 600x600mm Enclosure with Dinrail | 150.77 | 150.77 | 123.6833 | 2065.52 | 123.6833 | 2065.52 |  |  |  |  | 509 | [18 empty] | 0 | [6 empty] | 0
[5 empty] | 0 | 0 | 0 | 0 |  |  |  |  | 510 | [18 empty] | 0 | [6 empty] | 0
|  | Network Router | 120 | 120 | 98.4413 | 1643.98 | 98.4413 | 1643.98 |  |  |  |  | 511 | [25 empty] | 0
[13 empty] | 512 | [18 empty] | 0 | [6 empty] | 0
|  | Mounting Structure |  |  |  | 0 |  | 0 |  |  |  |  | 513 | [18 empty] | 0 | [6 empty] | 0
2.5 | 2.5 | Mounting Structure for Metal/ Tile Roof (per set of 4 panels) - 4.64 meter | 86 | 81 | 70.5496 | 1178.18 | 66.4479 | 1109.69 |  |  |  |  | 514 | Mounting Structure for Metal/ Tile Roof (per set of 4 panels) - 4.64 meter | [17 empty] | 0 | [6 empty] | 0
|  | Mounting Structure for Ground/Flat Roof (per set of 10 panels of 565W) | 473 | 445.5 | 388.023 | 6479.99 | 365.4635 | 6103.25 |  |  |  |  | 515 | [25 empty] | 0
|  | Mounting Structure for Carport (per kWp) | 490.2 | 461.7 | 402.1329 | 6715.62 | 378.7531 | 6325.18 |  |  |  |  | 516 | [25 empty] | 0
[6 empty] | 0 |  | 0 |  |  |  |  | 517 | [18 empty] | 0 | [6 empty] | 0
|  | Civil Works for Ground-mount structure | 86.8 | 86.8 | 71.19 | 1188.88 | 71.19 | 1188.88 |  |  |  |  | 518 | [25 empty] | 0
|  | Civil Works for Carport Structure | 86.8 | 86.8 | 71.19 | 1188.88 | 71.19 | 1188.88 |  |  |  |  | 519 | [25 empty] | 0
[13 empty] | 520 | [18 empty] | 0 | [6 empty] | 0
|  | Solar Streetlights and Solar Water Pumps |  |  |  | 0 |  | 0 |  |  |  |  | 521 | [18 empty] | 0 | [6 empty] | 0
|  | Jinko Submersible Pump/SYSTEM/samking/JKP K37-DID-040P - 370W (0.5hp) | 309.6 | 291.6 | 253.9787 | 4241.45 | 239.2125 | 3994.85 |  |  |  |  | 522 | [18 empty] | 0 | [6 empty] | 0
|  | Jinko Submersible Pump/SYSTEM/samking/JKP K75-DID-080P - 750W (1hp) | 361.2 | 340.2 | 296.3084 | 4948.36 | 279.0812 | 4660.66 |  |  |  |  | 523 | [18 empty] | 0 | [6 empty] | 0
|  | Jinko Submersible Pump/SYSTEM/samking/JKP 1K1-DID-100P - 1.1kW (1.5hp) | 395.6 | 372.6 | 324.5283 | 5419.63 | 305.6604 | 5104.53 |  |  |  |  | 524 | [18 empty] | 0 | [6 empty] | 0
|  | Jinko Submersible Pump/SYSTEM/samking/JKP 2K2-DID-150P - 2.2kW (3hp) | 636.4 | 599.4 | 522.0673 | 8718.53 | 491.7145 | 8211.64 |  |  |  |  | 525 | [18 empty] | 0 | [6 empty] | 0
|  | Jinko Submersible Pump/SYSTEM/samking/JKP 1K1-DED-080P - 1.1kW (1.5hp) | 481.6 | 453.6 | 395.0779 | 6597.81 | 372.1083 | 6214.21 |  |  |  |  | 526 | [18 empty] | 0 | [6 empty] | 0
|  | Jinko Submersible Pump/SYSTEM/samking/JKP 2K2-HID-130PX - 2.2kW (3hp) | 834.2 | 785.7 | 684.3314 | 11428.34 | 644.5447 | 10763.9 |  |  |  |  | 527 | [18 empty] | 0 | [6 empty] | 0
[5 empty] | 0 | 0 | 0 | 0 |  |  |  |  | 528 | [18 empty] | 0 | [6 empty] | 0
|  | Accessories for water pump | 0 | 0 | 0 | 0 | 0 | 0 |  |  |  |  | 529 | [18 empty] | 0 | [6 empty] | 0
[5 empty] | 0 | 0 | 0 | 0 |  |  |  |  | 530 | [18 empty] | 0 | [6 empty] | 0
|  | Jinko LED solar street lighting/century sunshine/JKL030-WIC | 344 | 324 | 282.1985 | 4712.72 | 265.7916 | 4438.73 |  |  |  |  | 531 | [18 empty] | 0 | [6 empty] | 0
|  | Jinko LED solar street lighting/century sunshine/JKL060-WIC | 481.6 | 453.6 | 395.0779 | 6597.81 | 372.1083 | 6214.21 |  |  |  |  | 532 | [18 empty] | 0 | [6 empty] | 0
|  | Jinko LED solar street lighting/century sunshine/JKL080-WIC | 524.6 | 494.1 | 430.3527 | 7186.9 | 405.3322 | 6769.05 |  |  |  |  | 533 | [18 empty] | 0 | [6 empty] | 0
|  | Jinko LED solar street lighting/century sunshine/JKL080-WICX | 645 | 607.5 | 529.1222 | 8836.35 | 498.3593 | 8322.61 |  |  |  |  | 534 | [18 empty] | 0 | [6 empty] | 0
|  | Jinko LED solar street lighting/century sunshine/JKL100-WICX | 722.4 | 680.4 | 592.6169 | 9896.71 | 558.1624 | 9321.32 |  |  |  |  | 535 | [18 empty] | 0 | [6 empty] | 0
[5 empty] | 0 | 0 | 0 | [5 empty] | 536 | [18 empty] | 0 | [6 empty] | 0
|  | Battery Racks and Pipes | [10 empty] | 537 | [18 empty] | 0 | [6 empty] | 0
|  | Battery Rack for up to 4 Batteries - Lead Acid Batteries | 127.1186 | 127.1186 | 104.2811 | 1741.5 | 104.2811 | 1741.5 |  |  |  |  | 538 | [25 empty] | 0
|  | Battery Rack for up to 8 Batteries - Lead Acid Batteries | 161.0169 | 161.0169 | 132.0894 | 2205.9 | 132.0894 | 2205.9 |  |  |  |  | 539 | [25 empty] | 0
|  | Battery Rack for up to 12 Batteries - Lead Acid Batteries | 254.2373 | 254.2373 | 208.5622 | 3482.99 | 208.5622 | 3482.99 |  |  |  |  | 540 | [25 empty] | 0
|  | Battery Rack for up to 16 Batteries - Lead Acid Batteries | 305.0847 | 305.0847 | 250.2746 | 4179.59 | 250.2746 | 4179.59 |  |  |  |  | 541 | [25 empty] | 0
[13 empty] | 542 | [18 empty] | 0
|  | Battery Rack for up to 2 Batteries - Lithium Batteries | 60.95 | 60.95 | 50 | 835 | 50 | 835 |  |  |  |  | 543 | [25 empty] | 0
|  | Battery Rack for up to 4 Batteries - Lithium Batteries | 161.02 | 161.02 | 132.0919 | 2205.94 | 132.0919 | 2205.94 |  |  |  |  | 544 | [25 empty] | 0
|  | Battery Rack for up to 8 Batteries - Lithium Batteries | 254.24 | 254.24 | 208.5644 | 3483.03 | 208.5644 | 3483.03 |  |  |  |  | 545 | [25 empty] | 0
|  | Battery Rack for up to 12 Batteries - Lithium Batteries | 305.08 | 305.08 | 250.2707 | 4179.53 | 250.2707 | 4179.53 |  |  |  |  | 546 | [25 empty] | 0
|  | Battery Rack for up to 16 Batteries - Lithium Batteries | 415.28 | 415.28 | 340.6727 | 5689.24 | 340.6727 | 5689.24 |  |  |  |  | 547 | [25 empty] | 0
[13 empty] | 548 | [18 empty] | 0 | [6 empty] | 0
1 | 1 | PVC Pipes, Trunking, Cable Lugs and Assessories | 35.8 |  |  | 490 |  |  | lkdfjk |  |  |  | 549 | PVC Pipes, Trunking, Cable Lugs and Assessories | [17 empty] | 0 | [6 empty] | 0
|  | Cable Trays, PVC Pipes, Trunking and Assessories | [10 empty] | 550 | [18 empty] | 0 | [6 empty] | 0
[13 empty] | 551 | [18 empty] | 0 | [6 empty] | 0
|  | Maintenance Service |  |  | 0 | 0 | 0 | 0 |  |  |  |  | 552 | [18 empty] | 0 | [6 empty] | 0
|  | Maintenance Service of Solar System | 100 | 100 | 82.0345 | 1369.98 | 82.0345 | 1369.98 |  |  |  |  | 553 | [18 empty] | 0 | [6 empty] | 0
[6 empty] | 0 |  | 0 |  |  |  |  | 554 | [18 empty] | 0 | [6 empty] | 0
|  | Data Logger Rental per day | 20 | 20 | 16.4069 | 274 | 16.4069 | 274 |  |  |  |  | 555 | [18 empty] | 0 | [6 empty] | 0
|  | Gallon of Electrolyte | 43.75 | 43.75 | 35.8901 | 599.37 | 35.8901 | 599.37 |  |  |  |  | 556 | [18 empty] | 0 | [6 empty] | 0
[13 empty] | 557 | [18 empty] | 0 | [6 empty] | 0
|  | Service Charge |  |  |  | 0 |  | 0 |  |  |  |  | 558 | [18 empty] | 0 | [6 empty] | 0
1 | 1 | Transportation Expenses | 89.1162 | 88.8838 | 73.106 | 1221 | 72.9153 | 1218 |  |  |  |  | 559 | Transportation Expenses | [17 empty] | 0 | [6 empty] | 0
|  | On-site Technical Support Service | 89.1162 | 88.8838 | 73.106 | 1221 | 72.9153 | 1218 |  |  |  |  | 560 | [18 empty] | 0 | [6 empty] | 0
|  | Accommodation | 0 | 0 | 0 | 0 | 0 | 0 |  |  |  |  | 561 | [18 empty] | 0 | [6 empty] | 0
|  | Transportation and Accommodation | 89.1162 | 88.8838 | 73.106 | 1220.87 | 72.9153 | 1217.69 |  |  |  |  | 562 | [18 empty] | 0 | [6 empty] | 0
|  | Labour per kWp | 0.14529 | 0.14529 | 0.11918 | 2 | 0.11918 | 2 |  |  |  |  | 563 | [18 empty] | 0 | [6 empty] | 0
|  | Engineering, Transportation and Installation Services | [10 empty] | 564 | [25 empty] | 0
1 | 1 | Engineering and Installation Works | 149.7 |  |  | 2050 |  |  | lkdfjk |  |  |  | 565 | Engineering and Installation Works | [17 empty] | 0 | [6 empty] | 0
|  | Installation Services | [10 empty] | 566 | [18 empty] | 0 | [6 empty] | 0
[6 empty] | 0 |  | 0 |  |  |  |  | 567 | [18 empty] | 0 | [6 empty] | 0
|  | Discount | [10 empty] | 568 | [18 empty] | 0 | [6 empty] | 0
|  | Less Special Discount | 0 | 0 | 0 | 0 | 0 | 0 |  |  |  |  | 569 | [25 empty] | 0
|  |  |  | 0 |  | 0 |  | 0 |  |  |  |  | 570
|  |  |  | 0 |  | 0 |  | 0 |  |  |  |  | 571
|  |  |  | 0 |  | 0 |  | 0 |  |  |  |  | 572
|  |  |  | 0 |  | 0 |  | 0 |  |  |  |  | 573
|  |  |  | 0 |  | 0 |  | 0 |  |  |  |  | 574
|  |  |  | 0 |  | 0 |  | 0 |  |  |  |  | 575
|  |  |  | 0 |  | 0 |  | 0 |  |  |  |  | 576
|  |  |  | 0 |  | 0 |  | 0 |  |  |  |  | 577
|  |  |  | 0 |  | 0 |  | 0 |  |  |  |  | 578
|  |  |  | 0 |  | 0 |  | 0 |  |  |  |  | 579
|  |  |  | 0 |  | 0 |  | 0 |  |  |  |  | 580
|  |  |  | 0 |  | 0 |  | 0 |  |  |  |  | 581
|  |  |  | 0 |  | 0 |  | 0 |  |  |  |  | 582
|  |  |  | 0 |  | 0 |  | 0 |  |  |  |  | 583
|  |  |  | 0 |  | 0 |  | 0 |  |  |  |  | 584
|  |  |  | 0 |  | 0 |  | 0 |  |  |  |  | 585
|  |  |  | 0 |  | 0 |  | 0 |  |  |  |  | 586
|  |  |  | 0 |  | 0 |  | 0 |  |  |  |  | 587
|  |  |  | 0 |  | 0 |  | 0 |  |  |  |  | 588
|  |  |  | 0 |  | 0 |  | 0 |  |  |  |  | 589
|  |  |  | 0 |  | 0 |  | 0 |  |  |  |  | 590
|  |  |  | 0 |  | 0 |  | 0 |  |  |  |  | 591
|  |  |  | 0 |  | 0 |  | 0 |  |  |  |  | 592
|  |  |  | 0 |  | 0 |  | 0 |  |  |  |  | 593
|  |  |  | 0 |  | 0 |  | 0 |  |  |  |  | 594
|  |  |  | 0 |  | 0 |  | 0 |  |  |  |  | 595
|  |  |  | 0 |  | 0 |  | 0 |  |  |  |  | 596
|  |  |  | 0 |  | 0 |  | 0 |  |  |  |  | 597
|  |  |  | 0 |  | 0 |  | 0 |  |  |  |  | 598
|  |  |  | 0 |  | 0 |  | 0 |  |  |  |  | 599
|  |  |  | 0 |  | 0 |  | 0 |  |  |  |  | 600
|  |  |  | 0 |  | 0 |  | 0 |  |  |  |  | 601
|  |  |  | 0 |  | 0 |  | 0 |  |  |  |  | 602
|  |  |  | 0 |  | 0 |  | 0 |  |  |  |  | 603
|  |  |  | 0 |  | 0 |  | 0 |  |  |  |  | 604
|  |  |  | 0 |  | 0 |  | 0 |  |  |  |  | 605
|  |  |  | 0 |  | 0 |  | 0 |  |  |  |  | 606
|  |  |  | 0 |  | 0 |  | 0 |  |  |  |  | 607
|  |  |  | 0 |  | 0 |  | 0 |  |  |  |  | 608
|  |  |  | 0 |  | 0 |  | 0 |  |  |  |  | 609
|  |  |  | 0 |  | 0 |  | 0 |  |  |  |  | 610
|  |  |  | 0 |  | 0 |  | 0 |  |  |  |  | 611
|  |  |  | 0 |  | 0 |  | 0 |  |  |  |  | 612
|  |  |  | 0 |  | 0 |  | 0 |  |  |  |  | 613
|  |  |  | 0 |  | 0 |  | 0 |  |  |  |  | 614
|  |  |  | 0 |  | 0 |  | 0 |  |  |  |  | 615
|  |  |  | 0 |  | 0 |  | 0 |  |  |  |  | 616
|  |  |  | 0 |  | 0 |  | 0 |  |  |  |  | 617
|  |  |  | 0 |  | 0 |  | 0 |  |  |  |  | 618
|  |  |  | 0 |  | 0 |  | 0 |  |  |  |  | 619
|  |  |  | 0 |  | 0 |  | 0 |  |  |  |  | 620
|  |  |  | 0 |  | 0 |  | 0 |  |  |  |  | 621
|  |  |  | 0 |  | 0 |  | 0 |  |  |  |  | 622
|  |  |  | 0 |  | 0 |  | 0 |  |  |  |  | 623
|  |  |  | 0 |  | 0 |  | 0 |  |  |  |  | 624
|  |  |  | 0 |  | 0 |  | 0 |  |  |  |  | 625
|  |  |  | 0 |  | 0 |  | 0 |  |  |  |  | 626
|  |  |  | 0 |  | 0 |  | 0 |  |  |  |  | 627
|  |  |  | 0 |  | 0 |  | 0 |  |  |  |  | 628
|  |  |  | 0 |  | 0 |  | 0 |  |  |  |  | 629
|  |  |  | 0 |  | 0 |  | 0 |  |  |  |  | 630
|  |  |  | 0 |  | 0 |  | 0 |  |  |  |  | 631
|  |  |  | 0 |  | 0 |  | 0 |  |  |  |  | 632
|  |  |  | 0 |  | 0 |  | 0 |  |  |  |  | 633
|  |  |  | 0 |  | 0 |  | 0 |  |  |  |  | 634
|  |  |  | 0 |  | 0 |  | 0 |  |  |  |  | 635
|  |  |  | 0 |  | 0 |  | 0 |  |  |  |  | 636
|  |  |  | 0 |  | 0 |  | 0 |  |  |  |  | 637
|  |  |  | 0 |  | 0 |  | 0 |  |  |  |  | 638
|  |  |  | 0 |  | 0 |  | 0 |  |  |  |  | 639
|  |  |  | 0 |  | 0 |  | 0 |  |  |  |  | 640
|  |  |  | 0 |  | 0 |  | 0 |  |  |  |  | 641
|  |  |  | 0 |  | 0 | [6 empty] | 642
|  |  |  | 0 |  | 0 | [6 empty] | 643
|  |  |  | 0 |  | 0 | [6 empty] | 644
|  |  |  | 0 |  | 0 | [6 empty] | 645
|  |  |  | 0 |  | 0 | [6 empty] | 646
|  |  |  | 0 |  | 0 | [6 empty] | 647
|  |  |  | 0 |  | 0 | [6 empty] | 648
|  |  |  | 0 |  | 0 | [6 empty] | 649
|  |  |  | 0 |  | 0 | [6 empty] | 650
|  |  |  | 0 |  | 0 | [6 empty] | 651
|  |  |  | 0 |  | 0 | [6 empty] | 652
|  |  |  | 0 |  | 0 | [6 empty] | 653
|  |  |  | 0 |  | 0 | [6 empty] | 654
|  |  |  | 0 |  | 0 | [6 empty] | 655
|  |  |  | 0 |  | 0 | [6 empty] | 656
|  |  |  | 0 |  | 0 | [6 empty] | 657
|  |  |  | 0 |  | 0 | [6 empty] | 658
|  |  |  | 0 |  | 0 | [6 empty] | 659
|  |  |  | 0 |  | 0 | [6 empty] | 660
|  |  |  | 0 |  | 0 | [6 empty] | 661
|  |  |  | 0 |  | 0 | [6 empty] | 662
|  |  |  | 0 |  | 0 | [6 empty] | 663
|  |  |  | 0 |  | 0 | [6 empty] | 664
|  |  |  | 0 |  | 0 | [6 empty] | 665
|  |  |  | 0 |  | 0 | [6 empty] | 666
|  |  |  | 0 |  | 0 | [6 empty] | 667
|  |  |  | 0 |  | 0 | [6 empty] | 668
|  |  |  | 0 |  | 0 | [6 empty] | 669
|  |  |  | 0 |  | 0 | [6 empty] | 670
|  |  |  | 0 |  | 0 | [6 empty] | 671
|  |  |  | 0 |  | 0 | [6 empty] | 672
|  |  |  | 0 |  | 0 | [6 empty] | 673
|  |  |  | 0 |  | 0 | [6 empty] | 674
|  |  |  | 0 |  | 0 | [6 empty] | 675
|  |  |  | 0 |  | 0 | [6 empty] | 676
|  |  |  | 0 |  | 0 | [6 empty] | 677
|  |  |  | 0 |  | 0 | [6 empty] | 678
|  |  |  | 0 |  | 0 | [6 empty] | 679
|  |  |  | 0 |  | 0 | [6 empty] | 680
|  |  |  | 0 |  | 0 | [6 empty] | 681
|  |  |  | 0 |  | 0 | [6 empty] | 682
|  |  |  | 0 |  | 0 | [6 empty] | 683
|  |  |  | 0 |  | 0 | [6 empty] | 684
|  |  |  | 0 |  | 0 | [6 empty] | 685
|  |  |  | 0 |  | 0 | [6 empty] | 686
|  |  |  | 0 |  | 0 | [6 empty] | 687
|  |  |  | 0 |  | 0 | [6 empty] | 688
|  |  |  | 0 |  | 0 | [6 empty] | 689
|  |  |  | 0 |  | 0 | [6 empty] | 690
|  |  |  | 0 |  | 0 | [6 empty] | 691
|  |  |  | 0 |  | 0 | [6 empty] | 692
|  |  |  | 0 |  | 0 | [6 empty] | 693
694
695

## Client List
CLIENT NAME | TOWN | CITY/REGION | PHONE NUMBER | CODE | CONTACT PEERSON | EMAIL ADDRESS |  |  | 9 | 1 | 9 | 9, 3, 1
Tilman Rippel | Mankoadze - Winneba | Central Region | 0545245745 | TR |  |  | Username | Passcode |  |  | 3 |  | 2
Apostle Baidoo | Kasoa | Accra | 0504253726 | AB |  |  | Emmanuel | 1234 |  | 3 | 1 |  | 3
Dr. Tony Aidoo | East Legon | Accra | 0244355633 | DTA |  |  | Gorden | 5555 |  |  |  |  | 4
Rider Steel | Tema | Tema | 0 | RS |  |  | Postino | 1980 |  |  |  |  | 5
HPW Fresh & Dry | Adeiso | Eastern Region | 0 | HF&D | [8 empty] | 6
Christian Akuffo | Adjringanor | Accra | 0 | CA | [8 empty] | 7
Mr. Ebow - IT Consortium | Tema, Community 22 | Tema | 0242782978 | ME-I | [8 empty] | 8
Ada Island | Ada | Greater Accra Region | 0 | AI | [5 empty] | 9 |  |  | 9
Mr. Kobla Nyaletey | Tema, Community 25 | Tema | 0243157124 | MKN | [8 empty] | 10
IT Consortium | Adjringanor | Accra | 0553057758 | IC | Jackie Nyarko | [7 empty] | 11
Mad. Rebecca | Bolgatanga | Bolgatanga | 0 | MR | [8 empty] | 12
Mr. Emmanuel Owusu Ansah | Kumasi | Kumasi | 0 | MEOA | [8 empty] | 13
Col. Babilah Sampan | Trade Fair | Accra | 0207419025 | CBS | [8 empty] | 14
Dr. Solomon | Bolgatanga | Bolgatanga | 0 | DS | [8 empty] | 15
Star Villa Hotel | Kpong | Eastern Region | 0206068598 | SVH | [8 empty] | 16
Nagiza Pharmacy | Somanya | Eastern Region | 0249150857 | NP | [8 empty] | 17
Frank Domoh | Botwe, Lake Side | Accra | 0244125717 | FD | [8 empty] | 18
Frank Domoh Office Minex 360 | East Legon | Accra | 0244125717 | FDOM | [8 empty] | 19
Dr. Tweneboah-Koduah | Airport Hills | Accra | 0244842233 | DT | [8 empty] | 20
Pastor | West Legon | Accra | 0 | P | [8 empty] | 21
Ekow IT Consortium | Tema, Community 22 | Tema | 0 | EIC | [8 empty] | 22
Barclays ATM, Kwabenya | Kwabenya | Accra | 0 | BAK | [8 empty] | 23
Mad. Diane Manful | Kwabenya | Accra | 0 | MDM | [8 empty] | 24
Dr. Alijah | Dzorwulu | Accra | 0 | DA | [8 empty] | 25
Mr. Fred Bagonluri | Teiman | Accra | 0 | MFB | [8 empty] | 26
Col. Tekyi | Botwe, Lake Side | Accra | 0 | CT | [8 empty] | 27
Mr. Stephen Abbey | Kasoa, Millelium City | Accra | 0249029036 | MSA | [8 empty] | 28
Technoserve | Teshie | Accra | 0269827541 | T | [8 empty] | 29
Don Bosco | Tema | Tema | 0 | DB | [8 empty] | 30
Nana Ohene Gyan | Airport Hills | Accra | 0502085511 | NOG | [8 empty] | 31
Toll Booth | Pobiman | Accra | 0 | TB | [8 empty] | 32
Seth Kye | Adjringanor | Accra | 0 | SK | [8 empty] | 33
Teabag Charity-(Mankoadze Vocational College) | Mankoadze | Winneba | 0243202246 | TCVC | [8 empty] | 34
Pentecost Hospital | Madina Estates | Accra | 0244667816 | PH | [8 empty] | 35
Col. Ivy Tamakloe | Amrahia | Accra | 0273547715 / 0244729569 | CIT | [8 empty] | 36
Francis Digber | No. 8 Kisseman crescent | Accra | 0208113062 | FD | [8 empty] | 37
Dr. Awudu Tinorgh |  |  | 0269431524 | DAT | [8 empty] | 38
Mr. Senyo Amengo |  |  | 0208303920 | MSA | [8 empty] | 39
Life Forms Limited | Labone | Accra | 0268666838 | LFL | [8 empty] | 40
Mr. Francis Dancan | Pokuase | Accra | 0208887879 | MFD | [8 empty] | 41
Dr. Quartey | Pokuase, ACP Estates | Accra | 0262012364 | DQ | [8 empty] | 42
Mad. Susana Otchere | North Kaneshie | Accra | 0208110033 | MSO | [8 empty] | 43
Mr. Richmond Amartey | Tema, Community 18 | Tema | 0208198308 | MRA | [8 empty] | 44
Col. Akorful | Ashiyie | Accra | 0244313491 | CA | [8 empty] | 45
Mr. John Akonful | Spintex | Accra | 0208180445 | MJA | [8 empty] | 46
UNHCR Hospital | Fetentaa | Sunyani | 0 | UH | [8 empty] | 47
UNHCR | Ampain | Takoradi | 0 | U | [8 empty] | 48
ECOBANK, Harper Road | Harper Road, Kumasi | Kumasi | 0 | EHR | [8 empty] | 49
ECOBANK, Kwabenya | Kwabenya | Accra | 0 | EK | [8 empty] | 50
ECOBANK, Tudu | Tudu | Accra | 0 | ET | [8 empty] | 51
ECOBANK, Kwashieman | Kwashieman | Accra | 0 | EK | [8 empty] | 52
Jacob Aguda | Amarmoley | Accra | 0244602960 | JA | [8 empty] | 53
Mad. Esther Percy | Tema, Community 18 | Tema | 0277402353 | MEP | [8 empty] | 54
Cheki Ghana | East Legon | Accra | 0242077030 | CG | [8 empty] | 55
Mr. Eric Amoako-Twum | East Legon | Accra | 0202097989 | MEA | [8 empty] | 56
Mr. Richard Torku | Botwe | Accra | 0242732899 | MRT | [8 empty] | 57
Joojo | Tema | Accra | 0244656550 | J | [8 empty] | 58
Mamadu Saidu Camara | Dzorwulu | Accra | 0545515581 | MSC | [8 empty] | 59
Mark | Kwabenya | Accra | 0545515581 | M | [8 empty] | 60
Mr. Andrew Bodom | Tema, Golf City | Tema | 0244711696 | MAB | [8 empty] | 61
Sofo Ali | Kwabenya / Dansoman | Accra | 0203321586 | SA | [8 empty] | 62
Stella Tagoe | Spintex | Accra | 0206629048 | ST | [8 empty] | 63
Ama | Abelenkpe | Accra | 0202518318 0244136281 | A | [8 empty] | 64
Adwoa Opoku | East Legon, 4 Bamako Road | Accra | 0206629048 | AO | [8 empty] | 65
Isaac Okyere | Dome | Accra | 0244111611 | IO | [8 empty] | 66
Asante Kingsley Ofori | Kwabenya, Point 1 | Accra | 0244261212 | AKO | [8 empty] | 67
Jibral Suleman Daddah | Pokuase | Accra | 0244504272 | JSD | [8 empty] | 68
Stephen Abban | Agbogba | Accra | 0263132317 | SA | [8 empty] | 69
Ama Kye Sasu Alberta | North Kaneshie | Accra | 0264119981 | AKSA | [8 empty] | 70
Deen Sampson | Tema, Community 18 | Tema | 0249798888 | DS | [8 empty] | 71
Mensah Frank K. B. | Tema | Tema | 02460273210 | MFKB | [8 empty] | 72
Ilide Ifeanyichukwu Precious | Westland | Accra | 0547327569 | IIP | [8 empty] | 73
Presbyterian Church, Adenta | Adenta | Accra | 0504762215 | PCA | [8 empty] | 74
Galley S. Dephor | Spintex | Accra | 0244261347 0558333333 | GSD | [8 empty] | 75
Emmanuel Frimpong Okyere | Roman Ridge | Accra | 0231129689 | EFO | [8 empty] | 76
Koranchie Richard | New Dawhenya | Accra | 0263195502 | KR | [8 empty] | 77
Baidoo Benjamin | Tema, Community 25 | Tema | 0208222314 | BB | [8 empty] | 78
Ohipeni Araba Alberta | Tema, Community 9 | Tema | 0244304423 | OAA | [8 empty] | 79
Adu-Gyamfi Randy | Tema, Community 17 | Tema | 0249180888 | AR | [8 empty] | 80
Naaeder Adelaide | Adabraka | Accra | 0202448138 | NA | [8 empty] | 81
Stephen Keni Amartey | Spintex | Accra | 0244816318 | SKA | [8 empty] | 82
James Ampadu Asante | Ashaiman | Accra | 0272131682 | JAA | [8 empty] | 83
Aryee Ebenezer | North Gbawe | Accra | 0242644984 | AE | [8 empty] | 84
Eric Norman | New Achimota | Accra | 0541682675 | EN | [8 empty] | 85
Awudu Khadija | Accra | Accra | 0244371436 | AK | [8 empty] | 86
Ntow Rita Boatema | Gbawe | Accra | 0202929926 | NRB | [8 empty] | 87
St. Lucas Health Centre | Wiaga - Builsa District | Bolgatanga | 0507231007 | SLHC | [8 empty] | 88
Young Djean | Saboba - Chereponi District | Tamale | 0204934208 | YD | [8 empty] | 89
Ken Kubuga | Tamale Polytechnic | Tamale | 0264887736 | KK | [8 empty] | 90
Mensvic Hotel Ltd | East Legon | Accra | 0244662227 | MHL | [8 empty] | 91
Julian Adiase | Tema, Community 1 | Tema | 0244615253 | JA | [8 empty] | 92
Eric Mensah | Tema | Tema | 0244238154 | EM | [8 empty] | 93
Mr. Yaw Benone | Sakaman | Accra | 0244483394 | MYB | [8 empty] | 94
David Kwate Quartey | Cantonments | Accra | 0264684677 | DKQ | [8 empty] | 95
Sekyiamah Nana Darkoa | East Legon | Accra | 0261886190 | SND | [8 empty] | 96
Holloway Philip | Kwabenya | Accra | 0205074164 | HP | [8 empty] | 97
St. Cyr Doris Afua | West Legon | Accra | 0246584384 | SCDA | [8 empty] | 98
Owusu Gabriel | Afienya - Mataheko | Accra | 0244650656 | OG | [8 empty] | 99
Nestle Ghana Business Center | Tema, Community 1 | Tema | 0248707010 | NGBC | Mahmudu Zakari | [7 empty] | 100
Nestle Ghana Factory 24V/1.2kVA (002) | Tema | Tema | 0248707010 | NGF2 | [8 empty] | 101
Nestle Ghana Factory 48V/3kVA (002) | Tema | Tema | 0248707010 | NGF4
Nestle Ghana 24V/3KVA (004) | Tema | Tema | 0248707010 | NG2(
Nestle Ghana 24V/350VA (006) Warehouse | Tema | Tema | 0246283848 | NG2(
Nestle Ghana / EasySolar 48V/3kVA (006) Noble Warehouse | Tema | Tema |  | NG/E
Nestle Ghana 48V/5KVA (003) | Tema | Tema | 0246283848 | NG4(
Nestle Ghana 48V/5KVA (001) | Tema | Tema | 0246283848 | NG4(
Nestle Ghana 48V/5kVA LMI - Warehouse | Tema | Tema | 0501260482 | NG4L
Nestle Ghana Limited, Head office 1.2KVA (009) | Dzorwulu | Accra | 0501260482 | NGLH
Nestle Ghana Limited, Head office 1.6KVA (008) | Dzorwulu | Accra | 0501260482 | NGLH
Nestle Ghana Limited, Head office 5KVA - Server Room (007) | Dzorwulu | Accra | 0501260482 | NGLH
Don Bosco Solar Training | Ashaiman | Accra | 0268731202 | DBST
Lawyer Thomas Acquah | Tema, Community 18 | Tema | 0245390468 | LTA
Elsie Yaokumah | Oyibi, Ayensu River Estates | Accra | 0208250428 | EY
Elsie Yaokumah - Afienya | Afienya | Tema | 0208178946 | EY-A
Derek Tengey | Ashale Botwe | Accra | 0244028812 | DT
Nana Adjekum | Sakumono | Accra | 0248245171 | NA
Aima Biga | Manet Palm Estate | Accra | 0243511110 | AB
Albert Biga | La | Accra | 0244314580 | AB
Zoobashop | Trade Fair, La | Accra | 0244314589 | Z
LSD Motors Limited | Adabraka | Accra | 0244601721 | LML
Kweku Dontoh | Cantonments | Accra | 0262240553 | KD
Mad. Risse | Ashale Botwe | Accra | 0208140587 | MR
Albert Tackie | West Hills, Weija | Accra | 0244265024 | AT
ECOBANK, Tamale | Tamale | Tamale | 0 | ET
Francis Ahlidza | Danfa | Accra | 0208178730 | FA
Kofi Agyen | Trasacco | Accra | 0240205719 / 0209011284 | KA
Mr. Franklin Eleblu | Botwe, Lake Side | Accra | 0243576745 | MFE
Direct Savings and Loans, Dzorwulu | Dzorwulu | Accra | 0 | DSAL
Prof. Anamuah-Mensah | Cape Coast | Cape Coast | 0206774104 | PA
DPGG Vivo Energy Shell | Tema Community 2 | Tema | 0509695225 | DVES
Mr. Anthony Tweneboah-Koduah | East Legon | Accra | 0208227099 | MAT
Samuel Addo Frimpong | Nana Krom, Botwe | Accra | 0243119687 | SAF
Kojo Hesse | Labadi | Accra | 0244842233 | KH
Techno Serve | Teshie | Accra | 0269827541 | TS
Atuah Kwesi Aboagye | Trasacco | Accra | 0244437132 | AKA
Selorm | Powerland, Madina | Accra | 0209607533 | S
Yawo Farms | Ayikuma | Accra | 0244315547 | YF
Stephen Appiah-Agyei | Lakeside, Botwe | Accra | 0242979934 | SA
ECOBANK, Tema Community 1 | Tema Community 1 | Tema |  | ETC1
DENG | Shiashie | Accra | 0540125291 | D
MGM Farms | Adeiso | Accra | 0242084236 | MF
Direct Savings and Loans, Tesano | Tesano | Accra | 0 | DSAL
Action Chapel Rev. John Buabeng | Haatso | Accra | 0244637785 | ACRJ
Marcelin Zahuil | Takoradi | Takoradi | 0244637785 | MZ
Tino Inlaw | Ashaiman | Accra |  | TI
Bujwei IT Consortium | Tema Community, 18 | Tema |  | BIC
Potential Referral by Steve Amanor | Tema Community, 25 | Tema |  | PRBS
Biersdorf Ghana Limited | Opeibea | Accra | 0561261600 0260757570 | BGL
Stephen Amanor | Abokobi | Accra | 0277812614 | SA
Victor Nofong, Bernice | Frafraha | Accra | 0240128412 0244981972 | VNB
Mr. Arnold Parker | Accra | Accra | 0204219544 | MAP
Twinkle Tots School |  |  | 0244324784 | TTS
Charles Labba | Cantonments | Accra | 0244324784 | CL
Dr. Andrew Asibey | Tema Community 18 | Tema | 0504518112 | DAA
Col. Charles Ardayfio | Mataheko | Accra | 0243589819 | CCA
North Ridge Lyceum |  |  | 0 | NRL
Dr. Buckle | Botwe, School Junction | Accra | 0244333322 | DB
Mr. Eric Effah - UNHCR | Frafraha | Accra | 0544335326 0244262311 0502169698 | MEE-
Prof. Aloysius Denkabe | Amrahia | Accra | 0246156435 | PAD
Jusbro Filling Station | Asuoyebuah, Kumasi | Kumasi | 0544323141 | JFS
Darfin Finance | Tesano | Accra | 0242979934 | DF
Joojo IT Consortium | Pantang | Accra | 0208173137 | JIC
Total Logistics | Tema | Tema | 0244352479 | TL
Alfred Oko Vanderpuye, Office | Mamprobi | Accra | 0202019155 | AOVO
Glofert Office | East Legon | Accra | 0 | GO
Capital View Hotel Residence | Koforidua | Koforidua | 0 | CVHR
Capital View Hotel, Koforidua | Koforidua | Koforidua | 0 | CVHK
Kofi Adu Antwi Johnny | Dawhenya | Accra | 0272200800 0244370915 | KAAJ
AMP Logistics, Asante Kwame | Tema Freezone | Tema | 0246235000 | ALAK
Tino Solutions Limited | Tesano | Accra | 0541123430 | TSL
Tino Solutions Limited, Kumasi | Kumasi | Kumasi | 0541123430 | TSLK
Amponsah Effah Pharmaceuticals | Kumasi | Kumasi | 0 | AEP
Osa-Kwaw Sowah | Osu | Accra | 0244365329 | OS
Rev. Bansah | Frafraha | Accra | 0244859644 | RB
Repair Works | Show room | Accra | 0 | RW
Lawyer Kizito | Airport Hills | Accra | 0 | LK
Michael Aguadzi | Airport Hills | Accra | 0244777904 | MA
Ghana Railways Company Limited | Takoradi | Accra | 0 | GRCL
Lawyer Tetteh | Airport Hills | Accra | 0 | LT
Francis Dei | Oyarifa | Accra | 0242022517 | FD
Total Petroleum Ghana Limited, within Accra | Site within Accra | Accra | '0501630971 | TPGL | Ernest Gyekye
Total Petroleum Ghana Limited, outside Accra | Site outside Accra | Savanna Region | '0501630971 | TPGL | Ernest Gyekye
Total Petroleum Ghana Limited, Buipe | Buipe | Savanna Region | 0501630970 | TPGL | Ernest Gyekye
Total Petroleum Ghana Limited, Sunyani East | Sunyani-East | Sunyani | 0501630971 | TPGL | Ernest Gyekye
Total Petroleum Ghana Limited, Apremdo | Apremdo | Takoradi | 0264271451 | TPGL | Tony Gotah
Total Petroleum Ghana Limited, Tema, Lumumba Road | Tema, Lumumba Road | Tema | 0264271451 | TPGL | Tony Gotah
Total Petroleum Ghana Limited, Tema, Anloga Junction | Anloga Junction | Kumasi | 0264271451 | TPGL | Tony Gotah
Total Petroleum Ghana Limited, Tema, Suame Roundabout | Suame Roundabout | Kumasi | 0264271451 | TPGL | Tony Gotah
Total Petroleum Ghana Limited, Tema, Oxford Street | Oxford Street, Osu | Accra | 0264271451 | TPGL | Tony Gotah
Total Petroleum Ghana Limited, Tema, Accra New-Town | Accra New-Town | Accra | 0264271451 | TPGL | Tony Gotah
Stephen Ntiri | Weija | Accra | 0273015050 | SN
Gershon Koku Kumor | Frafraha | Accra | 0244814047 | GKK
Boahin Kwaku | Spintex Road | Accra | 0247208974 | BK
George Ametepe | Tema | Tema | 0243783478 | GA
Mr. Nartey | Community 25, Devtraco, Tema | Tema | 0244601216 0244939187 | MN
David Brown - Dealer | Tema | Greater Accra Region | 0244851193 | DB-D
Madam Ama | Abelenkpe | Accra | 0 | MA
Tino Solutions Limited Warehouse | Frafraha | Accra | 0541123430 | TSLW
Hayssan Fakhry/ Interplast | Ada | Greater Accra Region | 0 | HFI
Ruth Osei Twinkle Tots House | Cantonments | Accra | 0244324784 | ROTT
Kwame Amoah Ntow | Airport Hills | Accra | 0244225306 | KAN
Eric Adams | Spintex Road | Accra | 0244626332 | EA
Candem Pharmacy | Tsaado | Accra | 0269513225 | CP
Mrs. Hayford | Adjringanor | Accra | 0244682728 | MH
Mr. Peprah MPS | Tema | Tema | 0 | MPM
Madam Bridget | Community 25, Devtraco, Tema | Tema | 0244690220 | MB
Mariam Ekow | Adjei Kojo | Tema | 0242362333 | ME
Josephine Nkrumah | Cantonments | Accra | 0243447711 | JN
Giorgio Armanio | Oyarifa | Accra | 0243345360 | GA
Mr. & Mrs. Ayittey | Community 22 Tema | Tema | 0243819315 / 0207934724 | M&MA
Joyce Lomotey | Community 19 Tema | Tema | 0591724382 | JL
Empire Concrete | Spintex Road | Accra | 0548959181 | EC
Ernest Abotsi Torku | Botwe, School Junction | Accra | 0244606280 | EAT
Mr. Brown - Total Logistics - House | Spintex | Accra | 0244352479 | MB-T
Francois Dapelgo | Madina ARS | Accra | 0202050331 | FD
Sheila Ohene - Aburi | Aburi | Accra | 0545247211 | SO-A
Sheila Ohene - Anomabo | Anomabo | Central Region | 0545247211 | SO-A
Oheneba Early School - Sheila Ohene | Haatso | Accra | 0545247211 | OES-
Juliet King Kudjanu | Adenta West | Accra | 0245055416 | JKK
Dr. Yaw Ansu | Madina ARS | Accra | 0240903664 | DYA
Prof. Joshua Alabi | East Legon | Accra | 0244359760 | PJA
Mr. Wilson Jeremie | Cantoment | Accra | 0 | MWJ
Cape 3 Oil and Gas | Sun city | Western Region | 0 | C3OA
Kwame Boateng | Spintex | Accra | 0246233796 | KB
Dr. Akwetey | Tema com. 25 | Tema | 0246455411 | DA
Madam Vinolia | Kwabenya | Accra | 0244313290 | MV
Pinora | Asamankese | Eastern Region | 0544315517 | P
Mr. Sam Asante | Tema com.18 | Tema | 0543106539 | MSA
Mr. Albert Fiawosima | Tema com.25 | Tema | 024496892 | MAF
Potential Client Albert | Trasacco Maajo | Accra | 0209995001 | PCA
Vera Doku | Pokuase | Accra | 0244627994 | VD
Terry | Tema Community 3 | Tema | 0205182168 | T
Daystar Power Group Limited | No.6 Airport Road, Airport Residential Area | Accra | 0249815479 | DPGL | Michael Mac-Carthy
Daystar Power Group Limited | No.6 Airport Road, Airport Residential Area | Accra | 0552829714 | DPGL | Godfred Nipah
Daystar Power Group Limited | No.6 Airport Road, Airport Residential Area | Accra | 0552828439 | DPGL | Elizabeth Blewudzi
Mrs. Dinah Adjaye | Adjiriganor | Accra | 0202414417 | MDA
Sun flower Residence | North Kaneshie | Accra | 0244119981 | SFR
Sun flower School block 1 | North Kaneshie | Accra | 0244119981 | SFSB
Sun flower School block 2 | North Kaneshie | Accra | 0244119981 | SFSB
Treasure Island BeBa Africa | Ada Foah | Greater Accra Region | 0249825924 | TIBA
Dr. George Kwame Opoku | Redco Bungalow | Accra | 0560485444 | DGKO
VRA | Akuse | Eastern Region | 0 | V
Orthodox Chapel - Rev. Larbi | Abeka Lapaz | Accra | 0243640362 | OC-R
Van-Osterwell Amuzu | Baatsona, Spintex Road | Accra | 0268443005 | VA
Maxwell Poku Tony | Aburi | Eastern Region | 0244934931 | MPT
S O Frimpong | Tema | Tema | 0 | SOF
Augustine Dziwornu - Warehouse | Tema Kpone | Tema | 0548959181 | AD-W
Vivian Tamakloe | Tesano | Accra | 0244157159 | VT
Denys Ghana | Airport Resisdential | Accra | 0540119625 | DG
Mr. Narh Djabanoh | Airport Hills | Accra | 0244968911 | MND
Micheal Adumuah | Tsaado, Trade Fair | Accra | 0543727410 | MA
Mr. Adu Yeboah | Adenta | Accra | 0 | MAY
Earl Ankrah | Labone | Accra | 0244383350 | EA
Kobina Beecham | Teshi Nungua Greda | Accra | 0244362008 | KB
Jackie Ankrah | Spintex, Okpoi gonno | Accra | 0243380372 | JA
Natasha Dordor | Ayimensah | Accra | 0509547582 | ND
Nabeela Sallah | East Legon | Accra | 0248253457 | NS
Joanna Quaquah | East Airport | Accra | 0200757777 | JQ
STC BeBa Africa | Kaneshie | Accra | 0541923142 | SBA
Appliance Masters Client | Kwahu Mpraeso | Eastern Region | 0208175249 | AMC
Mankoadze Beach Resort | Mankoadze | Winneba | 0 | MBR
Translight - Total Fuel Station | Accra New-Town | Accra | 0 | T-TF
Faustina Mba | Amasaman | Accra | 0555223027 | FM
Solar Ghana Limited | Sakumono | Accra | 0 | SGL
Invitro Labs BeBa Africa | Sogakope | Volta Region | 0549165808 | ILBA
Martin Nantwi | Airport Hills | Airport Hills | 044334098 | MN
Precious TV | Dzorwulu | Accra | 0 | PT
Fr. Paul Kala | Wa | Wa | 0503819064 | FPK
Mr. Bampoe | Tesano | Accra | 0244674034 | MB
Adehyeman Savings and Loans | Kokomlemle | Kokomlemle | 0243558448 | ASAL
Tradeworks | Ada | Ada | 0208175249 | T
British American Tobacco | Labone | Labone | 0541813336 | BAT
Joseph Addae | Tamale | Tamale | 0244885576 | JA
Mr. Mathias Dorfe | Spintex | Spintex | 0208123273 | MMD
Mr Mathias Dorfe | Spintex | Spintex | 0208123273 | MMD
Chain Homes 255 | Chain Home | Chain Home | 0 | CH2
Bashiru | New Legon | New Legon | 0246021441 | B
Mr. Sackey Acquah | East Legon | East Legon | 0202110396 | MSA
Eno Mends | NanaKrom | NanaKrom | 0242212431 | EM
Madam Abigail | Ashongman Estate | Ashongman Estate | 0544626601 | MA
Nocheski | Kotobaabi | Kotobaabi | 0244270092 | N
Nochesky | Kotobaabi | Kotobaabi | 0244270092 | N
Gordon Mahrer | Tesano | Accra | 0244270092 | GM
Mr. Kwakye | Ofankor | Ofankor | 0501414401 | MK
First Product Enterprise | Pokuase | Pokuase | 0244136412 | FP E
Holy Bakhita clinic | Agbobloshi | Agbobloshi | 0552479810 | HBC | Fr. Subash
Oneg Engineering Services | Amrahia | Amrahia | 0 | OES
Buildaf Estate | Adjringanor | Adjringanor | 0277792427 | BE
Harrimann Plaza | Tema Com 1 | Tema Com 1 | 0207512784 | HP
Mr. Benjamin Yeboah | Oyarifa | Oyarifa | 0208094188 | MBY
Tradeworks farm | Takoradi | Takoradi | 0208175249 | TF
Technoserve (Customer 1) | Sanzule | Sanzule | 0244264096 | T(1
Technoserve (Customer 2) | Sanzule | Sanzule | 0244264096 | T(2
Technoserve (Customer 3) | Sanzule | Sanzule | 0244264096 | T(3
Technoserve (Customer 4) | Sanzule | Sanzule | 0244264096 | T(4
Technoserve (Customer 5) | Sanzule | Sanzule | 0244264096 | T(5
Technoserve (Customer 6) | Sanzule | Sanzule | 0244264096 | T(6
Technoserve (Customer 7) | Sanzule | Sanzule | 0244264096 | T(7
Technoserve (Customer 8) | Sanzule | Sanzule | 0244264096 | T(8
Technoserve (Customer 9) | Sanzule | Sanzule | 0244264096 | T(9
Technoserve (Customer 10) | Sanzule | Sanzule | 0244264096 | T(1
Technoserve (Customer 11) | Sanzule | Sanzule | 0244264096 | T(1
Technoserve (Customer 12) | Sanzule | Sanzule | 0244264096 | T(1
Technoserve (Customer 13) | Sanzule | Sanzule | 0244264096 | T(1
Technoserve (Customer 14/ Anobi Assuah Akuba) | Sanzule | Sanzule | 0244264096 | T(1A
Technoserve (Customer 15) | Sanzule | Sanzule | 0244264096 | T(1
Gideon Osei Amoako | Airport Hills | Airport Hills | 0244320325 | GOA
Pentecost Church - Bunkpurugu | Gbingbani | Gbingbani | 0244808858 | PC-B
Col. Babilah's Brother | Bolgatanga | Bolgatanga | 0244320325 | CBB
Justice Emmanuel Ankamah | Sampa - Bono Region | Sampa - Bono Region | 0 | JEA
Angela Mawuli | Spintex | Spintex | 0549689619 | AM
Hammond | East Legon | East Legon | 0547454657 | H
Appertey Patrick Samgnor | Madina | Madina | 0242679029 | APS
Mr. Opata | Airport Hills | Airport Hills | 0 | MO
Joseph Allotey | Klagon | Klagon | 0243116586 | JA
Madam Theodora Behlke | Community 18 Tema | Community 18 Tema | 0556197732 | MTB
Michael | Community 25 Tema | Community 25 Tema | 0267219159 | M
Jonas Agbotah | Community 25 Tema | Community 25 Tema | 0244370055 | JA
Eric Bigah | Community 25 Tema | Community 25 Tema | 0 | EB
Koo Nimo Farms | Kwabenya | Kwabenya | 0 | KNF
Mr. Vilain | Kumasi | Kumasi | 0 | MV
Mr. Kholi | East Legon | East Legon | 0 | MK
Biga International Co. Ltd | North Kaneshie | Accra | 0277776568 | BICL
Tap Pharmacy | Agbogba | Agbogba | 0 | TP
Magpat Pharmacy (Main) | Ogbodwo | Ogbodwo | 0 | MP(
Magpat Pharmacy (Annex) | Agbogba | Agbogba | 0 | MP(
James TSL | Spintex | Spintex | 0244185749 | JT
Green Court | Tesano | Tesano | 0558166780 | GC
Jehovah Shamar School | Senya Breku | Senya Breku | 0 | JSS
Ewald Zimmermann | Buduburam | Buduburam | 0548538099 0544965694 | EZ
Bomarts Limited Beba Africa | Nsawam | Nsawam | 0248598760 | BLBA
Dr. Hazel Barrard Amuah | Airport Hills | Airport Hills | 0244339733 | DHBA
Kwaku Dake | Teshi Nungua Estate | Teshi Nungua Estate | 0540955881 | KD
Biga International Residence 1 | Adjiringanor | Adjiringanor | 0277776568 | BIR1
Biga International Residence 2 | Adjiringanor | Adjiringanor | 0277776568 | BIR2
Robert | Tema Comm 25 | Tema Comm 25 | 0554093705 | R
Mr. Sam Crentsil | East Legon Hills, Nanakrom | East Legon Hills, Nanakrom | 0248225611 | MSC
Danladi | Tamale | Tamale | 0 | D
Summit Lodge | Koforidua | Koforidua | 0208113935 | SL
Madam Georgina Danso | Ayim | Ayim | 0244383739 | MGD
Daniel Boateng | Airport Hills | Airport Hills | 0 | DB
Professor Ahinkrah | East Legon | East Legon | 0203001651 | PA
Tino Solution New Warehouse | Amrahia | Amrahia | 0 | TSNW
Food and Drug Authority | Shiashie | Shiashie | 0 | FADA
Samuel Hughes | Ashalaja | Ashalaja | 0267100815 | SH
Bismark Okyere | Commit Estate, Kwabenya | Commit Estate, Kwabenya | 0 | BO
Francis Essilfie | Ogbojo | Ogbojo | 0202112957 | FE
Ebow - IT Consortium - School | Community 22 | Community 22 | 0242782978 | E-IC
Mr. Timothy Archer | Agbogba | Agbogba | 0242325121 | MTA
Mr. Ibrahim Tahiru | PS Global Estate, Kpone | PS Global Estate, Kpone | 0244950046 | MIT
Nagiza Residence | Somanya | Somanya | 0249150857 | NR
Vijaya Kumar Kasapreko | Spintex | Spintex | 0261969889 | VKK
Voltech Limited | Tsaado | Tsaado | 0 | VL
Foster Boabeng | Ashongman | Ashongman | 0244616323 | FB
Laweh Open University | La | La | 0 | LOU
Joe Torku | Community 14 | Community 14 | 0244332919 | JT
Nestle Ghana Limited, Head office -Server Room- 15kVA | Dzorwulu | Dzorwulu | 0501260482 | NGLH
John Armah Hammond | Trassaco | Trassaco | 0 | JAH
Djaba Curtis | Medie | Medie | 0249997561 | DC
Star Sight Energy | Accra | Accra | 0509695225 | SSE | Clement Quansah
Dela | Trasacco | Trasacco | 0 | D
Aquawin Mineral Water | Medie | Medie | 0 | AMW
Vincent NTHC | East Legon | East Legon | 0 | VN
Rebecca Abaa | Bolgatanga | Bolgatanga | 0 | RA
Mr. Ekow Meshan | Spintex | Spintex | 0 | MEM
Mr. Ashie Gallowey | Kokomlemle | Kokomlemle | 0 | MAG
Brighten Solar | Nima | Nima | 0277400007 | BS | Isaac
Sena Amevor - Qode Hub | Achimota | Achimota | 0264460303 | SA-Q
Nana Okraku | Oyarifa | Oyarifa | 0 | NO
Plan international | Abelemkpe | Abelemkpe | 0 | PI
Pash Global - Puma | Airport | Airport | 0243411004 | PG-P
Tesse Osei | Agyei Kwadwo | Agyei Kwadwo | 0 | TO
Oceanic Ltd. | Abuoso, Begoro | Abuoso, Begoro | 0 | OL
Peter Poultry Farm | Mamfe | Mamfe | 0 | PPF
Swuf Company Limited | Community 19, Tema | Community 19, Tema | 0244315307 | SCL
UNHCR-Farm | Fetentaa | Fetentaa | 0 | U
Mr. George Agyei | Ogbojo | Ogbojo | 0 | MGA
Agro Age Limited | Senya Breku | Senya Breku | 0 | AAL
Rt. Hon. Prof. Aaron Mike Oquaye | Haasto | Haasto | 0 | RHPA
Rt.Hon. Prof. Aaron Mike Oquaye | Haasto | Haasto | 0 | RPAM
Nana Ayorkor Commodor | Weija, Kasoa | Weija, Kasoa | 0242080785 | NAC
Naa Ayorkor Commodor | Weija, Kasoa | Weija, Kasoa | 0242080785 | NAC
Pascal | CFC Estate, Dome | CFC Estate, Dome | 0 | P
Amy Amponsah | Tema, Community 25 | Tema, Community 25 | 0246014432 | AA
Daboase Lower pra Rural Bank | Daboase | Daboase | 0 | DLPR
Aboadze Lower pra Rural Bank | Aboadze | Aboadze | 0 | ALPR
B5 Steel Company Limited - Engie | Tema | Tema | 0 | BSCL
Azimuth Solar | Trassaco | Trassaco | 0 | AS
Samuel Fetuah | Community 25, Tema | Community 25, Tema | 0 | SF
Sena Amevor - Residence | Kissehman | Kissehman | 0264460303 | SA-R
Mr. Evans | Nungua | Nungua | 0 | ME
Nestle Ghana 48V/15KVA/Behind Canteen | Tema | Tema | 0246283848 | NG4C
Nestle Ghana 48V/5KVA/Engineering Block(2) | Tema | Tema | 0246283848 | NG4B
Nestle Ghana 48V/5KVA/Beverage Department | Tema | Tema | 0246283848 | NG4D
Nestle Ghana 48V/5KVA/Before inbound Office(VPS room) | Tema | Tema | 0246283848 | NG4I
BeBa - Universal Investment and Industries | Spintex | Spintex | 0 | B-UI
Nathaniel | Teshie | Teshie | 0 | N
ICGC | Tsaado | Tsaado | 0 | I
Emmanuel Agbosi | Ayikuma | Ayikuma | 0244647330 | EA
Mr. Bampoe's Hotel | Cape Coast | Cape Coast | 0 | MBH
Sowah's Family | Tesano | Tesano | 0266425936 | SF | Kordai Sowa
Chain Homes 258 | Chain Homes | Chain Homes | 0 | CH2
Chain Homes 253 | Chain Homes | Chain Homes | 0 | CH2
Aquadot Pure water Factory(Nocheski) | Haatso | Haatso | 0 | APWF
Kofi Ahavor | Kasoa | Kasoa | 0 | KA
Kwame Boakye Asante | Community 20 | Community 20 | 0 | KBA
REDAVIA Solar Power | Dansoman | Dansoman | 0 | RSP
Stephen Kanor Kudaya | Cantoment | Cantoment | 0 | SKK
Afram Plains | Afram Plains | Afram Plains | 0 | AP
Lawrence Howard | Sierra Leone | Sierra Leone | 0505865981 / 024653243 | LH
Invess Agric | Oyarifa | Accra | 0501544661 | IA | Rejoice Quao
David Nana Kojo Hutchful | Achimota | Accra | 0549959580 | DNKH | dhutchful@gmail.com
Marina Agortimevor | Accra | Accra | 0245156040 | MA
Charles Osei | North Legon | Accra | 0248140378 | CO
Senyo Agbozo | Ayimensah Park | Accra | 0543912222 | SA | Client List
Juabeng Rural Bank | Ejisu | Ashanti Region | 0248997047 | JRB
Juabeng Rural Bank - Headoffice | Juabeng | Ashanti Region | 0248997047 | JRB-
Peter Owusu | Dunkwa-on-Offin | Central Region | 0547985458 | PO
Brigadier General Boampong | Borteyman | Accra |  | BGB
Richard Osabu | Gbawe | Accra | 0554472667 | RO
Revival Outreach Church | La | Accra | 0572124795 | ROC
UNDP - System 1 | Accra | Accra |  | U-S1
UNDP - System 2 | Accra | Accra |  | U-S2
Azda Phoster | Teshie - Bushroad | Accra | +16463795418 / 0546285263 | AP
Ethel Amankwah | Accra | Accra | 0243123355 | EA
Jacob - Atlantic | Accra | Accra | 0277274462 | J-A
Rife International | Accra | Accra | 0543691289 | RI
Ahmed Bedwei | Abokobi | Accra | 0243224018 | AB
Dennis Wiredu Asare | Accra | Accra | 0246883322 | DWA
Theophilus | Tema, Community 25 | Tema | 0544338554 | T
Radio Station | Krachi | Oti Region |  | RS
Peter | Ada | Greater Accra Region | 0244335000 | P
Patrick-SPS | Accra | Accra | 0247475023 | P
James Annan - Doboro | Doboro | Eastern Region | 0208228224 | JA-D
James Annan | Tema Community 18 | Accra | 0208228224 | JA
James Annan - Airport | Airport | Accra | 0208228224 | JA-A
Furnart Ghana Limited | Osu | Accra | 0559743601 | FGL
St. Gabriel International School - Residence/Admin | Osu | Accra |  | SGIS
St. Gabriel International School - School | Osu | Accra |  | SGIS
Lawyer Nathan Tei | Spintex | Accra | 0508740785 | LNT
Yayra Glover Limited - Intertech Energy Solutions Ltd | Suhum | Eastern Region | 0542854967 | YGL-
Kofi Larbi | Community 18 Tema | Tema | 0242626200 | KL
Benjamin Klutse | Amanfrom | Accra | 0505326840 | BK
SGL SUB 1 LIMITED | H HESSEL CLOSE, AIRPORT RESIDENTIAL | ACCRA | 0200511100 | SS1L | Managing Director
Eunice Adu | East Legon | Accra |  | EA
Chain Homes 218 | Chain Homes | Accra | Accra | CH2
ELSEWEDY ELECTRIC FOR TRANSMISSION & DISTRIBUTION | Kotobabi | Greater Accra | 0506732892 | EEFT
Coca Cola Bottling Company - BeBa Africa | Spintex | Accra | +31652097999 | CCBC
DOUMMAR MEP Contracting Ltd | East Legon | Accra | 0543696216 | DMCL
Abdella Salia - Dzorwulu | Dzorwulu | Accra |  | AS-D
Abdella Salia - Adjringanor | Dzorwulu | Accra |  | AS-A
Abdella Salia - Ridge | Dzorwulu | Accra |  | AS-R
Michael Mawuli Gakpetor | Kpong | Eastern Region | 0246814366 | MMG
Dr. Adjei | Bortianor | Accra | 0240238384 | DA
Herona Company Limited | Nungua | Accra | 0204287707 | HCL
Sunpower Innovations | Accra | Accra | 0249769927 | SI | Daniel
ASSEU Atsin Philippe | Cote D'ivoire | Cote D'ivoire | +(225) 07 08 82 21 78 | AAP
Ekow Mensshan | Community 14 | Tema | 0208132704 | EM
China Geo Engineering Corporation | Kumasi | Kumasi | 0209080439 | CGEC
Nana A. Opoku | Accra | Accra |  | NAO
Kenneth Owusu | Pobiman | Accra |  | KO
Shadrach Arhin | Devtraco Estates | Accra | 0208132233 | SA
Atorkor Vocational Training Institute | Keta | Volta Region | 0593160888 | AVTI | Seth
Paa Kwesi | Abokobi | Accra | 0244479447 / 0501633298 | PK
100kWp Solar System | Accra | Accra |  | 1SS
Ebow - IT Consortium - Residence | Tema Community 22 | Tema | 0242782978 | E-IC
Eye Smith - Kasoa | Kasoa | Accra | 0243080785 | ES-K
Eye Smith - East Legon | East Legon | Accra | 0243080785 | ES-E
Kwame Adu | Aplaku - Kokrobite | Accra | 0208291715 | KA
GIZ - Ghamfin House | Kwabenya | Accra | 0244489819 | G-GH
Exornam Lawluvi Solar | Adjei Kojo | Accra | 0244727494 | ELS
Adedeshore Residence | Ada | Greater Accra Region |  | AR | [118 empty] | LAST NON EMPTY COLUMN | LEFT OVER PANELS | COMBINER TYPE | COMBINER MAXIMUM PV GENERATE | INITIAL MPPT VOLTAGE | FINAL MPPT VOLTAGE | [105 empty] | LAST NON EMPTY COLUMN | LEFT OVER PANELS | COMBINER TYPE | COMBINER MAXIMUM PV GENERATE | INITIAL MPPT VOLTAGE | FINAL MPPT VOLTAGE
Edward Tetteh | New Bortianor | Accra | 0548585888 | ET | [118 empty] | 1 | 1 | 2 | 3616 | 250 | 250 | [105 empty] | 0 | 0 | 0 | 452 | 100 | 100
John Tetteh | Accra | Accra |  | JT
Thomas - Irrigation | Kumasi | Kumasi | 0244330123 | T-I | [12 empty] | 100V MPPT |  | Combiner | Modulus | Type | Quantity | 1 | 2 | 3 | 4 | 5 | 6 | 7 | 8 | 9 | 10 | 11 | 12 | 13 | 14 | 15 | 16 | 17 | 18 | 19 | 20 | 21 | 22 | 23 | 24 | 25 | 26 | 27 | 28 | 29 | 30 | 31 | 32 | 33 | 34 | 35 | 36 | 37 | 38 | 39 | 40 | 41 | 42 | 43 | 44 | 45 | 46 | 47 | 48 | 49 | 50 | 51 | 52 | 53 | 54 | 55 | 56 | 57 | 58 | 59 | 60 | 61 | 62 | 63 | 64 | 65 | 66 | 67 | 68 | 69 | 70 | 71 | 72 | 73 | 74 | 75 | 76 | 77 | 78 | 79 | 80 | 81 | 82 | 83 | 84 | 85 | 86 | 87 | 88 | 89 | 90 | 91 | 92 | 93 | 94 | 95 | 96 | 97 | 98 | 99 | 100 | [7 empty] | Combiner | Modulus | Type | Quantity | 1 | 2 | 3 | 4 | 5 | 6 | 7 | 8 | 9 | 10 | 11 | 12 | 13 | 14 | 15 | 16 | 17 | 18 | 19 | 20 | 21 | 22 | 23 | 24 | 25 | 26 | 27 | 28 | 29 | 30 | 31 | 32 | 33 | 34 | 35 | 36 | 37 | 38 | 39 | 40 | 41 | 42 | 43 | 44 | 45 | 46 | 47 | 48 | 49 | 50 | 51 | 52 | 53 | 54 | 55 | 56 | 57 | 58 | 59 | 60 | 61 | 62 | 63 | 64 | 65 | 66 | 67 | 68 | 69 | 70 | 71 | 72 | 73 | 74 | 75 | 76 | 77 | 78 | 79 | 80 | 81 | 82 | 83 | 84 | 85 | 86 | 87 | 88 | 89 | 90 | 91 | 92 | 93 | 94 | 95 | 96 | 97 | 98 | 99 | 100
Deborah | Haatso | Accra |  | D | [13 empty] | 2 | 2/1 | 0.25 |  |  | 1: 1; 2: 1; 3: 3; 4: 1 | 4 | [5 empty] | 2 | 2/1 | 0
Evans | Teshie | Accra | 0244854604 | E | [13 empty] | 3 | 3/1 | 2.25 |  |  | 1: 0; 2: 3; 3: 0 | 3 | [5 empty] | 3 | 3/1 | 0
Richard | Kwabenya ACP | Accra | 0246222228 | R | [13 empty] | 4 | 4/1 | 2.25 | [102 empty] | 2 | [5 empty] | 4 | 4/1 | 0 | bar: 1 to 2
GAFTAG | Teshie | Accra | 0544414862 | G | Jeffery Schrimb
Emmanuel | Kpong | Eastern Region | 0243953180 | E
Edward | Somanya | Eastern Region | 0506874735 | E | [12 empty] | 150V MPPT |  | Combiner | Modulus | Type | Quantity | 1 | 2 | 3 | 4 | 5 | 6 | 7 | 8 | 9 | 10 | 11 | 12 | 13 | 14 | 15 | 16 | 17 | 18 | 19 | 20 | 21 | 22 | 23 | 24 | 25 | 26 | 27 | 28 | 29 | 30 | 31 | 32 | 33 | 34 | 35 | 36 | 37 | 38 | 39 | 40 | 41 | 42 | 43 | 44 | 45 | 46 | 47 | 48 | 49 | 50 | 51 | 52 | 53 | 54 | 55 | 56 | 57 | 58 | 59 | 60 | 61 | 62 | 63 | 64 | 65 | 66 | 67 | 68 | 69 | 70 | 71 | 72 | 73 | 74 | 75 | 76 | 77 | 78 | 79 | 80 | 81 | 82 | 83 | 84 | 85 | 86 | 87 | 88 | 89 | 90 | 91 | 92 | 93 | 94 | 95 | 96 | 97 | 98 | 99 | 100 | [7 empty] | Combiner | Modulus | Type | Quantity | 1 | 2 | 3 | 4 | 5 | 6 | 7 | 8 | 9 | 10 | 11 | 12 | 13 | 14 | 15 | 16 | 17 | 18 | 19 | 20 | 21 | 22 | 23 | 24 | 25 | 26 | 27 | 28 | 29 | 30 | 31 | 32 | 33 | 34 | 35 | 36 | 37 | 38 | 39 | 40 | 41 | 42 | 43 | 44 | 45 | 46 | 47 | 48 | 49 | 50 | 51 | 52 | 53 | 54 | 55 | 56 | 57 | 58 | 59 | 60 | 61 | 62 | 63 | 64 | 65 | 66 | 67 | 68 | 69 | 70 | 71 | 72 | 73 | 74 | 75 | 76 | 77 | 78 | 79 | 80 | 81 | 82 | 83 | 84 | 85 | 86 | 87 | 88 | 89 | 90 | 91 | 92 | 93 | 94 | 95 | 96 | 97 | 98 | 99 | 100
Mawuli | Volta Region | Volta Region | 0240114630 | M | [13 empty] | 2 | 2/1 | 0.25 | [102 empty] | 2 | [5 empty] | 2 | 2/1 | 0 | bar: 1 to 2
Eric | Kwahu | Eastern Region |  | E | [13 empty] | 3 | 3/1 | 2.25 |  |  | 1: 3 | 1 | 3 |  |  |  |  | 3 | 3/1 | 0
Patrick | Kwame Danso | Brong Ahafo |  | P | [13 empty] | 4 | 4/1 | 2.25 | [102 empty] | 1 | 1 | 1 |  |  |  | 4 | 4/1 | 0 | bar: 1
Erma | Koforidua | Eastern Region | 0594038841 / 0599757739 | E
Thomas - Farm House - 5 Bedroom - System 1 | Kumasi | Kumasi | 0244330123 | T-FH
Thomas - Farm House - 5 Bedroom - System 2 | Kumasi | Kumasi | 0244330123 | T-FH | [12 empty] | 250V MPPT |  | Combiner | Modulus | Type | Quantity | 1 | 2 | 3 | 4 | 5 | 6 | 7 | 8 | 9 | 10 | 11 | 12 | 13 | 14 | 15 | 16 | 17 | 18 | 19 | 20 | 21 | 22 | 23 | 24 | 25 | 26 | 27 | 28 | 29 | 30 | 31 | 32 | 33 | 34 | 35 | 36 | 37 | 38 | 39 | 40 | 41 | 42 | 43 | 44 | 45 | 46 | 47 | 48 | 49 | 50 | 51 | 52 | 53 | 54 | 55 | 56 | 57 | 58 | 59 | 60 | 61 | 62 | 63 | 64 | 65 | 66 | 67 | 68 | 69 | 70 | 71 | 72 | 73 | 74 | 75 | 76 | 77 | 78 | 79 | 80 | 81 | 82 | 83 | 84 | 85 | 86 | 87 | 88 | 89 | 90 | 91 | 92 | 93 | 94 | 95 | 96 | 97 | 98 | 99 | 100 | [7 empty] | Combiner | Modulus | Type | Quantity | 1 | 2 | 3 | 4 | 5 | 6 | 7 | 8 | 9 | 10 | 11 | 12 | 13 | 14 | 15 | 16 | 17 | 18 | 19 | 20 | 21 | 22 | 23 | 24 | 25 | 26 | 27 | 28 | 29 | 30 | 31 | 32 | 33 | 34 | 35 | 36 | 37 | 38 | 39 | 40 | 41 | 42 | 43 | 44 | 45 | 46 | 47 | 48 | 49 | 50 | 51 | 52 | 53 | 54 | 55 | 56 | 57 | 58 | 59 | 60 | 61 | 62 | 63 | 64 | 65 | 66 | 67 | 68 | 69 | 70 | 71 | 72 | 73 | 74 | 75 | 76 | 77 | 78 | 79 | 80 | 81 | 82 | 83 | 84 | 85 | 86 | 87 | 88 | 89 | 90 | 91 | 92 | 93 | 94 | 95 | 96 | 97 | 98 | 99 | 100
Thomas - Farm House - 3 Bedroom - System 1 | Kumasi | Kumasi | 0244330123 | T-FH | [13 empty] | 2 | 2/1 | 0.25 | [102 empty] | 1 | 1 | 1 |  |  |  | 2 | 2/1 | 0 | bar: 1
Thomas - Farm House - Warehouse | Kumasi | Kumasi | 0244330123 | T-FH | [13 empty] | 3 | 3/1 | 2.25 | [108 empty] | 3 | 3/1 | 0
Neopower Consultancy | Tamale | Tamale | 0561692835 | NC | [13 empty] | 4 | 4/1 | 2.25 | 4 | 0 | [106 empty] | 4 | 4/1 | 0
NMS | Fomena-Ashanti | Ashanti Region |  | N | Joshua Cobbinah | [14 empty] | series | parallel
NMS Infrastructure | Fomena | Ashanti Region |  | NI | Julien | [14 empty] | 4 | 2.25
NMS Infrastructure - Fomena Hospital | 6th Floor, One Airport Square, 215 Liberation Road, Airport City | Accra |  | NI-F
NMS Infrastructure - Kumawu Hospital | 6th Floor, One Airport Square, 215 Liberation Road, Airport City | Accra |  | NI-K | [13 empty] | 75 | 150V |  |  | 1
Benjamin Erzoah Kermah | Nzema | Western Region | 0243438234 | BEK | [13 empty] | 100 | 150V |  |  | 1
Aaron Tamakloe | Appolonia | Accra | 0556615774 | AT | [13 empty] | 150 | 150V | 1 |  | 2
Isaac Quaye | Odorkor | Accra | 0244660068 | IQ | [13 empty] | 250 | 250V | 3 |  | 4
Godwin Kwao | Accra | Accra | 0277754881 | GK | [13 empty] | 450 | 450V |  |  | 8
Awal Mohammed | Doboro | Accra | 0247115774 | AM | [14 empty] | 50.5
New Africa Technology Company | Liberia | Liberia | +231886560080 | NATC | [10 empty] | , | 9, 3, 1 | 9 | 9 | 454.5
Luc Coomans | Winneba | Central Region | 0243225272 | LC | [9 empty] | 2 | 1 | 3, 1 | 3 | 3 | 151.5
Dr. George Wepeba | Kokrobite | Accra | 0503930283 | DGW | [9 empty] | 1 | 2 | 1 | 1 | 1 | 50.5
Nii | East Legon Hills | Accra | 0266712272 | N | [10 empty] | 3
Mike | Accra | Accra | 0244622924 | M | [10 empty] | 4
Felix | Adjringanor | Accra | 0277430599 | F | [10 empty] | 5
Genec Electrical | Accra | Accra | 0243839480 | GE | [10 empty] | 6
Radio Station - Sunyani | Sunyani | Brong Ahafo | 0540755291 | RS-S | [10 empty] | 7
Paul Okan Adjetey - Abokobi | Abokobi | Accra | +491729579455 | POA- | [10 empty] | 8
Paul Okan Adjetey - Ashongman - 3kVA | Kwabenya | Accra | +491729579455 | POA- | [10 empty] | 9
Paul Okan Adjetey - Accra - 8kVA | Kwabenya | Accra | +491729579455 | POA- | [10 empty] | 10
5kWp Hybrid 10kWh | Accra | Accra |  | 5H1 | [10 empty] | 11
10kWp Hybrid 20kWh | Accra | Accra |  | 1H2 | [10 empty] | 12
20kWp Hybrid 40kWh | Accra | Accra |  | 2H4 | [10 empty] | 13
50kWp Hybrid 150kWh | Accra | Accra |  | 5H1 | [10 empty] | 14
Dream Renewables | Volta Region | Volta Region |  | DR | [10 empty] | 15
Kofi Boakye Danso | Oti Region | Oti Region | 0554020335 | KBD | [10 empty] | 16
255 Farms | Accra | Greater Accra Region |  | 2F | [10 empty] | 17
Promotional Price for 250W Solar System | Kumasi | Kumasi | 0541123430 | PPF2 | [10 empty] | 18
Promotional Price for 375W Solar System | Kumasi | Kumasi | 0541123430 | PPF3 | [10 empty] | 19
Promotional Price for 500W Solar System | Kumasi | Kumasi | 0541123430 | PPF5 | [10 empty] | 20
Promotional Price for 800W Solar System | Kumasi | Kumasi | 0541123430 | PPF8 | [10 empty] | 21
Promotional Price for 1200W Solar System | Kumasi | Kumasi | 0541123430 | PPF1 | [10 empty] | 22
Dela Montessori School | Bortianor | Accra | 0552501114 | DMS | [10 empty] | 23
Nana Boakye | Accra | Accra | 0546149951 | NB | [10 empty] | 24
Hannah - RCS Logistics | Takoradi | Takoradi | 0242564722 | H-RL | [10 empty] | 25
UNOPS LIBERIA | Liberia | Liberia |  | UL | [10 empty] | 26
Mr. Adu | Frafraha | Accra | 0204610700 | MA | [10 empty] | 27
Samuel Ofori - CEWPAG | Kumasi | Kumasi | 0552889611 / 0552889611 | SO-C | [10 empty] | 28
Riviera Royal Hotel | Guinea | Guinea |  | RRH | [10 empty] | 29
Michael Kwadwo Abrokwah | Pokuase - Odumase | Greater Accra | 0244719948 | MKA | [10 empty] | 30
Mr. Kingsford Boakye | Accra | Accra |  | MKB | [10 empty] | 31
Ayitey Bilson | PDSA Part of Hexagon, Airport City - Accra | Eastern Region | 0501646235 | AB | [10 empty] | 32
Mayan Book Center | East Legon | Accra | 0243602280 | MBC | [10 empty] | 33
Anthony Ampofo | Adjei Kojo | Tema | 0242362333 | AA | [10 empty] | 34
UNHCR - Takoradi | Takoradi | Takoradi |  | U-T | [10 empty] | 35
Nipa Nua Jaybee | Accra | Accra | 0507123961 | NNJ | [10 empty] | 36
Madam Elizabeth | Kwabenya | Accra | 0244268651 | ME | [10 empty] | 37
Mashtech Limited | Accra | Accra |  | ML | MUNNIRA SHEIKH | [9 empty] | 38
TJAYS Plaza | Accra | Accra | 0243709821 | TP | Jacob Kumah Folivi | [9 empty] | 39
Seth | Volta Region | Volta Region | 0593160887 | S | [10 empty] | 40
Potter City | Miotso - Prampram | Tema |  | PC | [10 empty] | 41
Melani Mennalla Fisheries | Prampram | Tema |  | MMF | [10 empty] | 42
ASAPS Enterprise | Gbawe | Accra | 0556539963 | AE | Leonard | [9 empty] | 43
Ethel Sidney | Baatsonaa | Accra | 0244508407 | ES | [10 empty] | 44
Nana Kwame | Accra | Accra | 0508740057 | NK | [10 empty] | 45
Stanley | Adenta | Accra | 0209068491 | S | [10 empty] | 46
Diana | Takoradi | Takoradi |  | D | [10 empty] | 47
Nana Sekyiwaa | East Legon | Accra |  | NS | [10 empty] | 48
Nicholas | Accra | Accra | 0244282328 | N | [10 empty] | 49
Benedicta Akidam | Accra | Accra | 0543691289 | BA | [10 empty] | 50
Asa Savings and Loans | Kumasi | Kumasi | 0246012821 | ASAL | Charles | [9 empty] | 51
Richard Anarfi | Accra | Accra | 0242834180 | RA | [10 empty] | 52
Christian Heritage University College | Amasaman | Accra | 0243348573 / 0202116702 | CHUC | [10 empty] | 53
Nanka Bruce | Abokobi | Accra | 0269627007 | NB | [10 empty] | 54
RCC | Accra | Accra | 0243204215 | R | [10 empty] | 55
Dr. George | East Legon | Accra |  | DG | [10 empty] | 56
Clement Quansah | Tamale | Tamale | 0509695225 | CQ | [10 empty] | 57
Onix Data Center | Katamanso | Accra | 0559470607 | ODC | Michael Thompson | [9 empty] | 58
Frank - Tema | Tema Community 25 | Tema | 0244331461 | F-T | [10 empty] | 59
GDS | Industrial Area | Accra | 0208959468 | G | [10 empty] | 60
Flexy Foods | Amrahia | Accra | 0544340856 | FF | [10 empty] | 61
Madam Shiela | Airport Hills | Accra |  | MS | [10 empty] | 62
Naa Akofio-Sowah - Adenta | Adenta | Accra | 0503175873 | NA-A | [10 empty] | 63
Naa Akofio-Sowah - New Legon | East Legon Hills | Accra | 0244372353 / 0264372353 | NA-N | [10 empty] | 64
Naa Akofio-Sowah - Osu | Osu | Accra | 0544313888 | NA-O | [10 empty] | 65
SEEPACS Eng. Ltd | Tema | Tema | 0544444456 | SEL | Ettore POTENTE | [9 empty] | 66
SEEPACS Eng. Ltd - ICT Hub | Ring Road | Accra | 0544444456 | SEL- | Ettore POTENTE | [9 empty] | 67
Nana Addo | Sakumono | Tema | 0244223140 | NA | [10 empty] | 68
Asamoah | Kasoa | Greater Accra | 0245505939 | A | [10 empty] | 69
Weija Leprosarium | Weija | Accra | 0243204215 | WL | [10 empty] | 70
Court Building | Spintex | Accra | 0243204215 | CB | [10 empty] | 71
DBS Factory | Spintex | Accra | 0277812623 | DF | [10 empty] | 72
Sofaamy Company Limited | Achimota | Accra |  | SCL | [10 empty] | 73
Goethe Institute - Ghana | 30 Kakramadu Road, Next to NAFTI | Accra | 0505954341 | GI-G | Madam Heike Friesel | [9 empty] | 74
Datacom Telecommunication Limited | Tema Freezones | Tema | 0244635224 | DTL | Ing. Matthew Seddoh Akatey | [9 empty] | 75
Frank | Accra | Accra | 0244887857 | F | [10 empty] | 76
SED Togo | Togo | Togo | 0022891148887 | ST | [10 empty] | 77
Madam Comfort | New Legon | Accra | 0557322621 | MC | [10 empty] | 78
MFANTSIPIM SCHOOL - SARBAH PICOT | Cape Coast | Cape Coast |  | MS-S | [10 empty] | 79
MFANTSIPIM SCHOOL - PICKARD PARKER | Cape Coast | Cape Coast |  | MS-P | [10 empty] | 80
MFANTSIPIM SCHOOL - LOCKHART SCHWEITZER | Cape Coast | Cape Coast |  | MS-L | [10 empty] | 81
MFANTSIPIM SCHOOL - FREEMAN AGGREY | Cape Coast | Cape Coast |  | MS-F | [10 empty] | 82
MFANTSIPIM SCHOOL - BARTELS SNEATH | Cape Coast | Cape Coast |  | MS-B | [10 empty] | 83
MFANTSIPIM SCHOOL - BALMER ACQUAAH | Cape Coast | Cape Coast |  | MS-B | [10 empty] | 84
MFANTSIPIM SCHOOL - ABRUQUAH MONNEY | Cape Coast | Cape Coast |  | MS-A | [10 empty] | 85
ACTION CHAPEL INTERNATIONAL | Spintex | Accra |  | ACI | [10 empty] | 86
Raphael Adobor | EnerTrip Ltd, E270 St Ezra Road. Community 17 Lashibi | Tema |  | RA |  | enertripltd@gmail.com | [8 empty] | 87
Mr. Owusu | Agomeda | Eastern Region |  | MO | [10 empty] | 88
Godfred Nipah | Tema Community 4 | Tema | 0559707345 | GN | [10 empty] | 89
General Aphour | Lashibi | Tema | 0249842186 | GA | [10 empty] | 90
Andrew | Greenfields Estates, Amrahia | Accra | 0244760425 | A | [10 empty] | 91
Volteq Systems Limited | Hse. No. H17 Community 3 | Tema | 0244062775 | VSL | [10 empty] | 92
Indorama Ventures Packaging Ghana Limited | Spintex | Accra | 0501343535 | IVPG | Dr. Raphael Adobor | [9 empty] | 93
Appertey Patrick Samgnor | Anum | Eastern Region | 0242679029 | APS | [10 empty] | 94
Albert - Juni Payments | Tantra Hills | Accra | 0243632637 | A-JP | [10 empty] | 95
Orthner & Associates | East Legon | Accra | 0202010720 | O&A | Martin Orthner | [9 empty] | 96
Eric Asah Quarshie | Accra | Accra | 0244953424 | EAQ | [10 empty] | 97
Acowoss | Accra | Accra |  | A | [10 empty] | 98
Ama - Tsaado | Tsaado | Accra | 0244541094 | A-T | [10 empty] | 99
Agyemang Lewis | East Legon | Accra | 0242588854 | AL | [10 empty] | 100
Akos | Adjringanor | Accra | +1(862)2202989 | A
David Awinogya | Adjei Kojo | Tema | +16303624075 | DA
Aditya Parmar | Togo | Togo | +44 7956 820457 | AP
Solarcon | Tsaado | Accra | 0244422191 | S | David Dawig
Toyota - Takoradi | Takoradi | Takoradi | 0242311607 | T-T
Madam Rosemond | Tsaado | Accra | 0244383939 | MR
Quality Insurance Company | Ring Road Central | Accra | 0244897660 | QIC | William Abban
Tauheedah | Katamanso | Accra | 0233348833 | T
Ann | Takoradi | Takoradi | 0244883214 | A
Alex Kyei | Dome Pillar 2 | Accra |  | AK
Solar Enablers | Adenta | Accra | 0202116702 | SE | Alex Konadu | info@solarenablers.com
James Abrokwah | Accra | Accra | 0508614600 | JA
Bernard Sasu | North Legon | Accra | 0244686251 | BS
Evans - Ejura | Ejura | Ashanti Region | 0240423699 | E-E
Mr. Sappor | Regimmanuel Estates, Spintex | Accra | 0264089665 | MS
Association International School | Airport | Accra |  | AIS
Carrier Wave Limited | Tema | Tema | 0241848999 / 0553399262 | CWL | Luqman
Romeo | Accra | Accra | 0549398696 | R
Paul Ahoto | Accra | Accra | 0550732146 | PA
John - Energy Commission | Accra | Accra | 0244791922 | J-EC
Golder Aseadua | Dansoman | Accra | 0266128852 | GA
Leslie Bondzie | Amanfrom | Accra | 0245588800 | LB
Kwarteng Amaning | Accra | Accra |  | KA
HOPSA 99 Legacy Project | Cape Coast | Cape Coast |  | H9LP
St. John The Evangelist Catholic Church | Adenta | Accra |  | SJTE
Ing. Lewis | Accra | Accra |  | IL
Ewurabena | Spintex | Accra | 0242888886 | E
Lordina | Takoradi | Takoradi | +447393493240 | L
University of Energy and Natural Resources | Sunyani | Sunyani | 0554035668 | UOEA | Julius
Ruben | Lakeside Estates Community 8 | Accra |  | R
Pentecost Church | Accra | Accra |  | PC
Prince | Kasoa | Central Region | 0243457286 | P
Mary Mother of God Catholic Church | Tema Community 25 | Tema | 0243537471 | MMOG | Clement Agyeman
Clement Agyeman | House Number BC22, Devtraco Estates | Tema | 0243537471 | CA
Damatia | East Airport | Accra |  | D
Residence - Shai Hills Installation | Shai Hills | Accra | 0555008450 | R-SH
NORTHLITE LIMITED | PLOT 57 WATER-AID AVENUE KUMBOSIGO | Bolgatanga | 0244412150 | NL | FRANK AKASOBA ADABRE
Robert Yennah | Madina Ogbojo | Accra |  | RY
Mr. Blay | Afienya - Mataheko | Accra |  | MB
Phyllis Jackson | Accra | Accra | 02444984602 | PJ
Innocent Kon'ssa Koffi | Cote D'ivoire | Cote D'ivoire | +2250707994797 | IKK
Nii - Dawhenya | Dawhenya | Accra | 0544116953 | N-D
Stuart R. Brown | Amanfrom | Accra | 0549778866 | SRB | Mr. Perci
Léopold M. ZANNOU | Benin | Benin | +22670213848 | LMZ
Korle-Bu Teaching Hospital | Accra | Accra |  | KTH
BEACON SCHOOL | Aburi | Eastern Region |  | BS
Joseph Antwi - Josanti | Sakumono | Accra | ‎0244888285 | JA-J
ABSA Bank Ghana | High Street | Accra |  | ABG | Managing Director
Korea International Cooperation Agency (KOICA) Ghana | Accra | Accra | 0261719445 | KICA | Francis
Kwadjo Asamoah | Accra | Accra | 0553636808 | KA
Mr. Ayiku | Afienya | Accra |  | MA
Whitespoon Drinks | Ashiyie | Accra | 0244378153 | WD
Philip Oppong-Manu | East Legon Hills | Accra | 0206429560 | PO
Duke | Accra | Accra | '0242110110 | D
Moif | Accra | Accra | 0550907290 | M
Moif - North | Wa | Upper West Region | 0550907290 | M-N
IPMC | Accra | Accra | +233 59 382 7877 | I | Debasish Chatterjee
Ghana Grid Company | P.O. Box CS 7979 | Tema | +233 24 3979107 | GGC | The Chief Executive
Global Mamas | Kpong | Eastern Region |  | GM
Timothy Oklu | Accra | Accra | 0241978392 | TO |  | oklutimothy@yahoo.com
Col. Shooter | Tsaado | Accra | 0203642964 | CS
Jonathan Kofi | Oyibi | Accra | 0244680247 | JK
Araba | Tamale | Tamale | +447766593974 | A
Patricia Tuffuor | Abokobi Borga Town | Accra | 0540115573 | PT |  | sabek2g@gmail.com
Emmanuel Atsu | Sakumono | Accra | 0547141736 | EA |  | fiahagbeatsuemmanuel@gmail.com
Teledata | McCathy Hills | Accra | 0205035150/ 0544315993 | T
St. Ignatius Catholic Church - Church Building | Baatsonaa | Accra | 0202116702 | SICC
St. Ignatius Catholic Church - School Building | Baatsonaa | Accra | 0202116702 | SICC
Bismark | Accra | Accra | 0543942501 | B
Alex Kyei - Afram Plains | Afram Plains | Eastern Region |  | AK-A
Chris Agyeman | Ofankor | Accra | 0541151835 | CA
Melissa Boateng | Assin Akrofuom | Central Region | 0572666376 | MB |  | melissa.boateng@solidaridadnetwork.org
Alfred Gyasi | Accra | Accra |  | AG
Mpere | Adukrom | Eastern Region | 0554762025 | M
Emmanuel Abewini | Dunkwa-on-Offin | Central Region | 0503139703 | EA
Ato Brown | Aseseeso | Eastern Region | 0542357821 | AB
ECOLIGO GHA ASSETS ONE LTD | Regus Office, 7th Floor, Atlantic Towers, Airport, Liberation Road | Accra | +233594031521 | EGAO
Johnny | Accra | Accra | 0554550781 | J
Dr. Bernard Aryee | Amrahia - Greenfields Estates | Accra | 0209058841 | DBA
Romeo Bugyei | Accra | Accra |  | RB
Thomas Okai | Accra | Accra | 0205409179 | TO
Paul Vegas | Lakeside-Kumasi | Kumasi | 0243840512 | PV | Francis Aboagye
Tim | Accra | Accra |  | T
Cal Bank | Bolgatanga | Bolgatanga |  | CB
Kay | Accra | Accra | +1 (720) 642-8998 | K
Ama Thompson | Accra | Accra |  | AT
KNIGHTS A.S. GHANA LIMITED | 205 ASERE AYITEY STREET KANESHIE, NORTH KANESHIE | Accra | 0277776568 | KAGL
EL Studios | Tema | Accra |  | ES
Kwame Adzudzor | Accra | Accra | 0243338896 | KA
Ing. Isaac Kweku Boakye | Accra | Accra | 0243567620 | IIKB
Paul Ajomah | Teshie | Accra | 0244651542 | PA
Mr. Eric | Abokobi | Accra | 0244886798 | ME
Kweku Sekyi Aidoo | Ashale Botwe | Accra | 0244370818 | KSA
Albert Awuku Young | Adjringanor | Accra | 0506588446 | AAY
Emmanuel - Kwabenya | Kwabenya | Accra | 0549202500 | E-K
Isaac | Airport Hills | Accra |  | I
Elder Benjamin Yeboah | Kasoa | Accra | 0208557074 | EBY
Ebow Philips | Accra | Accra | 0246827533 | EP
Kojo | Kasoa | Accra | 0243954766 | K
Haruna | Accra | Accra | 0267485834 | H
Daniel Justice Akpalu | Ho | Ho | 0540113133 | DJA
Philip Mumuni | Accra | Accra | 0205794112 | PM
Tim - Van | Accra | Accra | 0501668998 | T-V
Frank | Accra | Accra | 0244887857 | F
Joshua Cobbinah | Accra | Accra | 0242746880 | JC
Ben Nkrumah | Accra | Accra | 0243102412 | BN
Solar Enablers / Prof. Peter Quartey | Accra | Accra |  | SE/P
Samuel | Sierra Leone | Sierra Leone | +23278104818 | S
PURC Regional Headoffice | Koforidua | Eastern Region |  | PRH | Amex Healthcare
Emmanuel - | Accra | Accra | 0505359149 | E-
Madam Augustina | Sunyani | Sunyani | 0501867503 | MA
KT | Amrahia | Accra | 0508408949 | K
Mr. John | Accra | Accra | 0243314251 | MJ
Alex Yeboah | East Legon | Accra | 0244677997 | AY
Madam Florence | Oyarifa | Accra | 0532114347 | MF
St. Mark Methodist Church | Darkuman | Accra | 0546670946 | SMMC | Rev. Kojo
Prof. Akua Britwum | Cape Coast | Central Region | 0261323558 | PAB
Claudia | Dodowa | Accra | 0549127233 / 0508194122 | C
Saeed Adnan | Accra | Accra |  | SA
Mr. Frank Amoah | No. 3 Oyster Gulf, Pool Side Road, Gulf City | Accra |  | MFA
Ghana National Credit Unions Training Center | Kasoa | Accra |  | GNCU
Mr. Ghartey | Amrahia | Accra | 0242981694 | MG
Victoria | Dodowa | Accra | 0246781494 | V
Shadrach Owusu | Gbawe | Accra | 0249176864 | SO |  | shardico@yahoo.com
Mr. Samson | Accra | Accra | 0244206728 | MS
Elkhart | Accra | Accra | 0266361785 | E | Barnabas
Jeff Aniwa | Accra | Accra | 0244719948 | JA
Mr. Theophilus | Accra | Accra | 0244997752 | MT |  | theoadu@gmail.com
Mr. Freddy Engman | Kpone Bawaleshie | Accra | 0591954335 | MFE
Fiifi | Dawhenya | Accra | 0202055517 | F
Mr. Kaleb | Accra | Accra | 0202674019 | MK
Elliot | Nana Krom, Botwe | Accra | 0241095746 | E
Toyota Ghana Limited | Tema | Accra | 0246432239 | TGL | Herman
Madam Charlotte | Agbogba | Accra | 0244059109 | MC
Mr. Adjaso Solomon / GMM Solutions | Kasoa | Accra |  | MAS/
Mr. Lawrence | Ashiyie | Accra | 0243922636 | ML
Obed Ashie | Adenta | Accra | 0244037856 | OA
Mr. Bonful | Dawhenya | Accra | 0244978493 | MB
Daniel | Madina | Accra | 0244475607 | D
Aurelius Awuku | Fairview Community, Ankonam Junction, Oyarifa | Accra | 0244650750 | AA |  | marcusadkam@gmail.com
Hadisu Alhassan | Redtop, New Bortianor | Accra | 0552512985 | HA |  | hadisu2@yahoo.com
Gabriel Amegbanu | Tema Community 25 | Accra | 0249396338 | GA |  | gabriel.amegbanu@gmail.com
SYLVESTER ABAANE | SIKAMAN- OYIBI | Accra | 0245160782 | SA |  | abaane.sylvester@yahoo.com
Hashim Ibrahim | Accra | Accra | 0244384958 | HI
William Ghanney | Kasoa | Accra | 0202009321 | WG
Collins | Tema Community 25 | Accra | 0203747508 | C
Ezekiel Bruce | Accra | Accra |  | EB
Daniel Ofosuhene | Accra | Accra | 0261346988 | DO
Madam Angela | Accra | Accra | 0277718563 | MA
Mr. Jones | Haatso | Accra | 0592500142 | MJ
Wood Processing Company | Kumasi | Kumasi |  | WPC
Mr. Kojo Fynn | Tesano | Accra | 0244328889 | MKF
Kindern Zukunft geben - Ghana e.V | Koforidua | Koforidua |  | KZG-
Roger Addico | Anyaa- Ablekuma | Accra | 0544349594 | RA
Madam Karin | Cape Coast | Cape Coast | 0557492640 | MK
Selorm Dovie | Otinibi | Accra | 0244528754 | SD |  | bsdovie@gmai.com
Hon. Andrew Asiamah Amoako | Kwabenya | Accra |  | HAAA
Alfred Agbley | Kwabenya | Accra |  | AA
Abdul Rahim | Adenta, Housing Down | Accra | 0201734735 | AR |  | rahimcrewe@gmail.com
Samuel Opoku Sarkodie | Kwabenya | Accra | 0558454707 | SOS |  | Sarkcuss@gmail.com
Mr. Ameyaw | Tantra Hills | Accra | 0200241125 | MA
Mr. Joseph | Accra | Accra | 0541670040 | MJ
Delta Engineering Limited | Accra | Accra | 0242140000 | DEL | Danny Chaar | dannyshaar@yahoo.com
Paul Badger | Accra | Accra | 0241367363 | PB
Fafa Degbor | Accra | Accra |  | FD
John | Accra | Accra | 0261404219 | J
Charles | Accra | Accra |  | C
Mr. Bossman Hammond | Saltpond | Central Region | 0505527415 | MBH
Sylvester Ehwiah | Sanzule | Western Region | 0248028589 | SE
Dr. Dominic Obeng-Andoh | Weija | Accra | 0244373986 | DDO
Elatech | Accra | Accra |  | E
Michael Yeboah | Accra | Accra | 0244494138 | MY
Mr. Ebenezer Ashie | Accra | Accra |  | MEA
Frederick | Accra | Accra | 0240364274 | F
David Yeboah | Accra | Accra | 0544048467 | DY
Grace | Accra | Accra | 0200046499/ 0549181502 | G
Nyameye | Accra | Accra | 0501055752 | N
Kent International School - Academic Block | Weija | Accra |  | KIS-
Kwame Owusu Asiedu | Accra | Accra | 0553480080/ 0207732790 | KOA
Charles Kofigah | Accra | Accra | 0241387078/ 0553725366 | CK
Kow Sam | Accra | Accra | 0244619735 | KS
Dr. Apambire | Abokobi | Accra | 0244763326 | DA | George
Prime Infrra | Abelenkpe | Accra | 0244961757 | PI | Daniel Aggrey
Ekow Gyasi Aggrey | Adjein Kotoku off the Nsawam Road | Accra | 0244961757 | EGA
Fabian | Lashibi | Accra |  | F
Richmond | Accra | Accra | +233 59 536 4717 | R
Mr. Patrick | Dodowa | Accra |  | MP
Mr. Joe | Amrahia | Accra |  | MJ
Mr. David | Trasacco North | Accra |  | MD | Mr. David
Mr. Calvin | Accra | Accra |  | MC
Mr. Michel | East Legon | Accra |  | MM
ARQ Engineering | Accra | Accra | 0244665620 | AE | Gabriel
Mr. Lamin | Accra | Accra | 0248469911 | ML
Jennifer Mills | Aburi | Eastern Region | 0244267125 | JM
Shalom Premier Guest House | Saboba | Northern Region |  | SPGH
Emmanuel - Sunyani Technical University | Sunyani | Sunyani | 0558655268 | E-ST
Prosper Success | Ada | Greater Accra | 0555139583 | PS
Bremen Energy | Accra | Accra | 0531033985 | BE | Joyce Mateko Apotsi | joyce.apotsi@bremenenergie.com
Pasico Ghana Limited | Plot No. B6, 2nd Hannah Lane, Community 5 | Tema | 0244 112105 | PGL | Dominic ACOLATSE
Aboagye | Ashongman | Accra | 0541262794 | A
Potentia Engineering Limited | Awutu Bereku | Central Region | +447572991797 | PEL
Sammy | Katamanso | Accra | 0277860203 | S
Francis - Don Bosco Institute | Accra | Accra | 0546515918 | F-DB
Mr. Blason | Sunyani | Sunyani |  | MB
Mr. Nurifa | Community 20 | Accra | 0544338229 | MN
Ahmed Bedwei - Takoradi | Takoradi | Takoradi | 0243224018 | AB-T
Mr. Ruben | Kasoa | Accra | 0534188330 | MR
Andrew Vormawor | Trede | Kumasi | 0249225797 | AV
Prima Medical Center | Kumasi | Kumasi |  | PMC | Mr. Andrew Vormawor
Ariel Ammah | Accra | Accra | 0202007786 | AA
John Banda | Adjein Kotoku off the Nsawam Road | Accra | 0244234277 | JB
Albert | Aburi-Nsawam Road | Eastern Region | 0507712477 | A
Delft Imaging | Achimota | Accra | 0501535999 | DI
Richard - Amasaman | Amasaman | Accra |  | R-A
A | Accra | Accra |  | A
Abdullai | Teiman | Accra |  | A

## INVOICE
T I N O S O L U T I O N S LTD P. O. Box LG 817, Legon Accra - Ghana Tel: 233 (0) 302 241 971, 0541 123 430 |  |  |  |  | USD/ GH₵
INVOICE
Customer |  |  | Misc
Name | Tilman Rippel |  | Date | 2024-11-25 13:19
Address | Mankoadze - Winneba |  | Order No. | TSL-TR-251124
City | Central Region |  | Rep |  |  | 2025-06-01
Phone/ Email | 0545245745 |  | Currency | GH₵
Qty | Description |  | Unit Price | TOTAL
| Hybrid Solar System with 5kVA inverter, 10kWh Battery, 5.085kWp Solar Panels and Remote Monitoring |  |  | 0
1 | Victron MultiPlus-II 48/5000/70-50 230V |  | 15653.077 | 15653.077
2 | BYD LV 5.0KWH Lithium Battery |  | 18996.25 | 37992.5
9 | JA Solar JAM72-S30 565 Watts Solar Panel |  | 1946.385 | 17517.465
1 | Victron SmartSolar MPPT 100/20 up to 48V |  | 1508.01 | 1508.01
1 | Victron SmartSolar MPPT 250/70-Tr VE.Can |  | 8625.884 | 8625.884
1 | Victron Cerbo GX |  | 4644.604 | 4644.604
2 | Victron Solar Busbar 150A 2P with 10 screws +cover |  | 316.465 | 632.93
1 | Solar DC Combiner BHS 2/1 |  | 2010.68 | 2010.68
1 | Citel AC Surge Protection Device DAC50VGS-11-275/G VAC 1-Phase |  | 815.795 | 815.795
20 | Hikra Sol DC Solar cable 1x4mm2 1500V H1Z2Z2 |  | 17.034 | 340.68
80 | Hikra Sol DC Solar cable 1x6mm2 1500V H1Z2Z2 |  | 22.712 | 1816.96
60 | Hikra Sol DC Solar cable 1x16mm2 1500V H1Z2Z2 |  | 75.651 | 4539.06
15 | Hikra Sol DC Solar cable 1x25mm2 1500V H1Z2Z2 |  | 137.775 | 2066.625
10 | Top Cable AC solar cable 5x4mm2 RV-K 0.6/1KV |  | 175.517 | 1755.17
30 | 1x6mm2 RV-K 0.6/1KV Yellow/Green Earth Cable |  | 36.74 | 1102.2
1 | Victron VE.Can to CAN-bus BMS type B Cable 1.8m |  | 291.916 | 291.916
1 | 63A Manual Transfer Switch |  | 1177.684 | 1177.684
2 | 32A 2-Pole AC Circuit Breaker |  | 818.3 | 1636.6
3 | Victron MC4 Solar connector pair MC4, 1x Male/1x Female |  | 150.801 | 452.403
1 | 50x200mm Enclosure with Dinrail |  | 283.0508 | 283.0508
2.5 | Mounting Structure for Metal/ Tile Roof (per set of 4 panels) - 4.64 meter |  | 1436.2 | 3590.5
1 | PVC Pipes, Trunking, Cable Lugs and Assessories |  | 597.86 | 597.86
1 | Transportation Expenses |  | 1488.2405 | 1488.2405
1 | Engineering and Installation Works |  | 2499.99 | 2499.99
Terms of Sale:
Delivery: Immediate upon confirmation of payment
Payment: 100% Payment with order
| Validity: 2 weeks from date of invoice |  |  | 0
| Warranty: 10 years for battery, 5 years for inverter and accessories, 10 years for solar panels |  |  | 0
| System Design: Hybrid Solar system to supply power to commercial facility |  |  | 0
Scope: Solar to cater for all gadgets in facility
| Bank Name: ECOBANK (GH) LTD |  | SubTotal | 113039.88
Account No: 1441002237313 (GHS)
Account No: 3441002198840 (USD)
Account Name: Tino Solutions Limited
| Swift Code: ECOCGHACXXX |  | TOTAL | GH₵ 113,039.88
Sort Code: 130111
Bank Branch: Abeka Lapaz
Mobile Money Number: 0247671755
Tax Identification Number (TIN): C0003648001
Physical address: 38 Amrahia-Katamanso Road, Opposite East-Amarahia, off the Adenta-Dodowa Road, Accra, Ghana ; Email: info@tinosolutions.com

## Customer Base
|  |  |  | Discount |  | %
TINO SOLUTIONS INVOICE PREPARATION QUESTIONNAIRE
|  |  |  | Price/kWp | GH₵ 22,230.06 | [9 empty] | AUTOMATE
Hybrid Solar System with 5kVA inverter, 10kWh Battery, 5.085kWp Solar Panels and Remote Monitoring |  |  |  | Exchange Rate | 16.7 | [9 empty] | MANUAL
System Type: | Hybrid |  |  | Inverter Capacity | 5 | kVA | Victron Type | System Type | System Voltage | Number of Phases | Inverter Brand | 1st Inverter Rating | 2nd Inverter Rating | Battery Type | Battery Brand | Battery Capacity | Solar Panel Brand | Solar Panel Rating | Remote Monitoring | Mounting Structure:
System Voltage: | 48 |  |  | Battery Capacity | 10 | kWh | Phoenix | Grid-Tied | 48 | 1 | Victron | 0.25 |  | Lithium | BYD |  | JA Solar |  | Yes | Roof Mount
Number of Phases | 1 |  |  | Solar Panel Capacity | 5.085 | kWp | Multiplus | Mini-Grid | 24 | 3 | Deye |  |  | 12V Lead-Acid | Jinko |  | Jinko |  | No | Ground Mount
[7 empty] | Quattro | Hybrid | 12 |  | Phocos | 0.5 |  | 2V OPzS |  |  | BYD |  |  | Carport
[8 empty] | Backup |  |  |  | 0.8 |  | 2V OPzV |  |  | Victron
|  |  |  | DO NOT DISPLAY TAX | [7 empty] | 1.2 |  |  | Freedom Won |  | Sharp
Inverter Brand: | Victron | Multiplus | Fronius | [8 empty] | 1.6
Inverter Rating (kVA): | 5 |  | 15 | [8 empty] | 2
Inverter Quantity: | 1 |  | 1 | MANUAL | No. of Workers | [6 empty] | 3
[12 empty] | 5 | [5 empty] | 565
|  |  |  | Retail | No. of Nights | [6 empty] | 6
8
Battery Type | Lithium | [10 empty] | 10
Battery Brand & per unit capacity | BYD | 5 | kWh
Battery Quantity: | 2 | [10 empty] | 15
5
15
Solar Panel Brand: | JA Solar | 9 | Recommended (Pcs)
Solar Panel Rating (Wp): | 565
Solar Panel Capacity (kWp) | 5 | 5 | Recommended (kWp)
Solar Panel to Inverter (MPPT) Length | 20
Inverter to Tie-in point Length | 10
Remote Monitoring: | No | 1 | Number or Generators
Mounting Structure: | Roof Mount
TOTAL COST | GH₵ 113,039.88

## T
4D1A | [11 empty] | Resistance of copper conductors in m Ω /m at 20°C |  | 4D1B
Ref A 1-Phase | Ref A 3-Phase | Ref B 1-Phase | Ref B 3-Phase | Ref C Touching 1-Phase Flat | Ref C Touching 3-Phase | Ref F Touching 1-Phase Flat | Ref F Touching 3-Phase Flat | Ref F Touching 3-Phase Trefoil | Ref F Spaced Flat Horizontal | Ref F Spaced Flat Vertical | Cable Size | Conductor | Resistance | Ref A 1-Phase | Ref A 3-Phase | Ref B 1-Phase | Ref B 3-Phase | Ref C 1-Phase | Ref C 3-Phase | Ref E 1-Phase | Ref E 3-Phase | Cable Size
11 | 10.5 | 13.5 | 12 | 15.5 | 14 | [5 empty] | 1 | 0.5 | 36 | 44 | 44 | 44 | 44 | 38 | 38 | 38 | 38 | 1
14.5 | 13.5 | 17.5 | 15.5 | 20 | 18 | [5 empty] | 1.5 | 0.75 | 24.5 | 29 | 29 | 29 | 29 | 25 | 25 | 25 | 25 | 1.5
20 | 18 | 24 | 21 | 27 | 25 | [5 empty] | 2.5 | 1 | 18.1 | 18 | 18 | 18 | 18 | 15 | 15 | 15 | 15 | 2.5
26 | 24 | 32 | 28 | 37 | 33 | [5 empty] | 4 | 1.5 | 12.1 | 11 | 11 | 11 | 11 | 9.5 | 9.5 | 9.5 | 9.5 | 4
34 | 31 | 41 | 36 | 47 | 43 | [5 empty] | 6 | 2.5 | 7.41 | 7.3 | 7.3 | 7.3 | 7.3 | 6.4 | 6.4 | 6.4 | 6.4 | 6
46 | 42 | 57 | 50 | 65 | 59 | [5 empty] | 10 | 4 | 4.61 | 4.4 | 4.4 | 4.4 | 4.4 | 3.8 | 3.8 | 3.8 | 3.8 | 10
61 | 56 | 76 | 68 | 87 | 79 | [5 empty] | 16 | 6 | 3.08 | 2.8 | 2.8 | 2.8 | 2.8 | 2.4 | 2.4 | 2.4 | 2.4 | 16
80 | 73 | 101 | 89 | 114 | 104 | 131 | 114 | 110 | 146 | 130 | 25 | 10 | 1.83 | 1.75 | 1.8 | 1.75 | 1.75 | 1.5 | 1.5 | 1.5 | 1.5 | 25
99 | 89 | 125 | 110 | 141 | 129 | 162 | 143 | 137 | 181 | 162 | 35 | 16 | 1.15 | 1.25 | 1.3 | 1.25 | 1.25 | 1.1 | 1.1 | 1.1 | 1.1 | 35
119 | 108 | 151 | 134 | 182 | 167 | 196 | 174 | 167 | 219 | 197 | 50 | 25 | 0.727 | 0.93 | 0.95 | 0.93 | 0.93 | 0.81 | 0.8 | 0.8 | 0.8 | 50
151 | 136 | 192 | 171 | 234 | 214 | 251 | 225 | 216 | 281 | 254 | 70 | 35 | 0.524 | 0.63 | 0.65 | 0.63 | 0.63 | 0.56 | 0.55 | 0.55 | 0.55 | 70
182 | 164 | 232 | 207 | 284 | 261 | 304 | 275 | 264 | 341 | 311 | 95 | 50 | 0.387 | 0.46 | 0.49 | 0.47 | 0.47 | 0.42 | 0.41 | 0.41 | 0.4 | 95
210 | 188 | 269 | 239 | 330 | 303 | 352 | 321 | 308 | 396 | 362 | 120 | 70 | 0.268 | 0.36 | 0.39 | 0.37 | 0.37 | 0.33 | 0.32 | 0.32 | 0.32 | 120
240 | 216 | 300 | 262 | 381 | 349 | 406 | 372 | 356 | 456 | 419 | 150 | 95 | 0.195 | 0.29 | 0.31 | 0.3 | 0.29 | 0.27 | 0.26 | 0.26 | 0.26 | 150
273 | 245 | 341 | 296 | 436 | 400 | 463 | 427 | 409 | 521 | 480 | 185 | 120 | 0.153 | 0.23 | 0.25 | 0.24 | 0.24 | 0.22 | 0.21 | 0.21 | 0.21 | 185
321 | 286 | 400 | 346 | 515 | 472 | 546 | 507 | 485 | 615 | 569 | 240 | 150 | 0.124 | 0.18 | 0.195 | 0.185 | 0.185 | 0.17 | 0.16 | 0.16 | 0.16 | 240
367 | 328 | 458 | 394 | 594 | 545 | 629 | 587 | 561 | 709 | 659 | 300 | 185 | 0.0991 | 0.145 | 0.16 | 0.15 | 0.15 | 0.14 | 0.13 | 0.13 | 0.13 | 300
|  | 546 | 467 | 694 | 634 | 754 | 689 | 656 | 852 | 795 | 400 | 240 | 0.0754 | 0.105 | 0.13 | 0.12 | 0.115 | 0.12 | 0.105 | 0.105 | 0.1 | 400
|  | 626 | 533 | 792 | 723 | 868 | 789 | 749 | 982 | 920 | 500 | 300 | 0.0601 | 0.086 | 0.11 | 0.098 | 0.093 | 0.1 | 0.086 | 0.086 | 0.081 | 500
|  | 720 | 611 | 904 | 826 | 1005 | 905 | 855 | 1138 | 1070 | 630 | 400 | 0.047 | 0.068 | 0.094 | 0.081 | 0.076 | 0.08 | 0.072 | 0.072 | 0.066 | 630
|  |  |  | 1030 | 943 | 1086 | 1020 | 971 | 1265 | 1188 | 800 | 500 | 0.0366 | 0.053 |  | 0.068 | 0.061 |  | 0.06 | 0.06 | 0.053 | 800
|  |  |  | 1154 | 1058 | 1216 | 1149 | 1079 | 1420 | 1337 | 1000 | 630 | 0.0221 | 0.042 |  | 0.059 | 0.05 |  | 0.052 | 0.052 | 0.044 | 1000
[12 empty] | 1000 | 0.0176
[12 empty] | 2000 | 0.009
4D2A | [13 empty] | 4D2B
Ref A 1-Phase | Ref A 3-Phase | Ref B 1-Phase | Ref B 3-Phase | Ref C 1-Phase | Ref C 3-Phase | Ref E 1-Phase | Ref E 3-Phase | Cable Size | [5 empty] | 1-Phase Two-core | 3-Phase | 1-Phase Single-core | Cable Size
11 | 10 | 13 | 11.5 | 15 | 13.5 | 17 | 14.5 | 1 | [5 empty] | 44 | 44 | 38 | 1
14 | 13 | 16.5 | 15 | 19.5 | 17.5 | 22 | 18.5 | 1.5 | [5 empty] | 29 | 29 | 25 | 1.5
18.5 | 17.5 | 23 | 20 | 27 | 24 | 30 | 25 | 2.5 | [5 empty] | 18 | 18 | 15 | 2.5
25 | 23 | 30 | 27 | 36 | 32 | 40 | 34 | 4 | [5 empty] | 11 | 11 | 9.5 | 4
32 | 29 | 38 | 34 | 46 | 41 | 51 | 43 | 6 | [5 empty] | 7.3 | 7.3 | 6.4 | 6
43 | 39 | 52 | 46 | 63 | 57 | 70 | 60 | 10 | [5 empty] | 4.4 | 4.4 | 3.8 | 10
57 | 52 | 69 | 62 | 85 | 76 | 94 | 80 | 16 | [5 empty] | 2.8 | 2.8 | 2.4 | 16
75 | 68 | 90 | 80 | 112 | 96 | 119 | 101 | 25 | [5 empty] | 1.75 | 1.75 | 1.5 | 25
92 | 83 | 111 | 118 | 138 | 119 | 148 | 126 | 35 | [5 empty] | 1.25 | 1.25 | 1.1 | 35
110 | 99 | 133 | 149 | 168 | 144 | 180 | 153 | 50 | [5 empty] | 0.93 | 0.93 | 0.8 | 50
139 | 125 | 168 | 179 | 213 | 184 | 232 | 196 | 70 | [5 empty] | 0.63 | 0.63 | 0.55 | 70
167 | 150 | 201 | 206 | 258 | 223 | 282 | 238 | 95 | [5 empty] | 0.46 | 0.47 | 0.41 | 95
192 | 172 | 232 | 225 | 299 | 259 | 328 | 276 | 120 | [5 empty] | 0.36 | 0.38 | 0.33 | 120
219 | 196 | 258 | 255 | 344 | 299 | 379 | 319 | 150 | [5 empty] | 0.29 | 0.3 | 0.26 | 150
248 | 223 | 294 | 297 | 392 | 341 | 434 | 364 | 185 | [5 empty] | 0.23 | 0.25 | 0.21 | 185
291 | 261 | 344 | 339 | 461 | 403 | 514 | 430 | 240 | [5 empty] | 0.18 | 0.19 | 0.165 | 240
334 | 298 | 394 | 402 | 530 | 464 | 593 | 497 | 300 | [5 empty] | 0.145 | 0.155 | 0.135 | 300
|  | 470 | 402 | 634 | 557 | 715 | 597 | 400 | [5 empty] | 0.105 | 0.115 | 0.1 | 400
4D3A | [11 empty] | Resistance of Aluminium conductors in m Ω /m at 20°C |  | 4D3B
Ref C Touching 1-Phase Flat | Ref C Touching 3-Phase Flat | Ref F Touching 1-Phase Flat | Ref F Touching 3-Phase Flat | Ref F Touching 3-Phase Trefoil | Ref F Spaced D.C. Horizontal | Ref F Spaced D.C. Vertical | Ref F Spaced 1-Phase Horizontal | Ref F Spaced 1-Phase Vertical | Ref F Spaced 3-Phase Horizontal | Ref F Spaced 3-Phase Vertical | Cable Size | Conductor | Resistance | Ref A 1-Phase | Ref A 3-Phase | Ref B 1-Phase | Ref B 3-Phase | Ref C 1-Phase | Ref C 3-Phase | Cable Size
193 | 179 | 205 | 189 | 181 | 229 | 216 | 229 | 217 | 230 | 212 | 50 | 16 |  | 0.93 | 0.93 | 0.92 | 0.8 | 0.79 | 0.79 | 50
245 | 225 | 259 | 238 | 231 | 294 | 279 | 287 | 272 | 286 | 263 | 70 | 25 |  | 0.63 | 0.64 | 0.66 | 0.56 | 0.57 | 0.59 | 70
296 | 269 | 313 | 285 | 280 | 357 | 340 | 349 | 332 | 338 | 313 | 95 | 35 |  | 0.46 | 0.48 | 0.51 | 0.42 | 0.44 | 0.47 | 95
342 | 309 | 360 | 327 | 324 | 415 | 396 | 401 | 383 | 385 | 357 | 120 | 50 |  | 0.36 | 0.39 | 0.42 | 0.33 | 0.36 | 0.4 | 120
393 | 352 | 413 | 373 | 373 | 479 | 458 | 449 | 429 | 436 | 405 | 150 | 70 |  | 0.29 | 0.31 | 0.34 | 0.27 | 0.3 | 0.34 | 150
447 | 399 | 469 | 422 | 425 | 548 | 525 | 511 | 489 | 490 | 456 | 185 | 95 |  | 0.23 | 0.26 | 0.29 | 0.22 | 0.25 | 0.29 | 185
525 | 465 | 550 | 492 | 501 | 648 | 622 | 593 | 568 | 566 | 528 | 240 | 120 |  | 0.18 | 0.2 | 0.23 | 0.175 | 0.2 | 0.24 | 240
594 | 515 | 624 | 547 | 567 | 748 | 719 | 668 | 640 | 616 | 578 | 300 | 150 |  | 0.145 | 0.16 | 0.19 | 0.14 | 0.165 | 0.2 | 300
687 | 575 | 723 | 618 | 657 | 885 | 851 | 737 | 707 | 674 | 632 | 400 | 185 |  | 0.105 | 0.14 | 0.18 | 0.12 | 0.16 | 0.21 | 400
763 | 622 | 805 | 673 | 731 | 1035 | 997 | 810 | 777 | 721 | 676 | 500 | 240 |  | 0.086 | 0.12 | 0.165 | 0.105 | 0.145 | 0.19 | 500
843 | 669 | 891 | 728 | 809 | 1218 | 1174 | 893 | 856 | 771 | 723 | 630 | 300 |  | 0.068 | 0.105 | 0.15 | 0.091 | 0.135 | 0.175 | 630
919 | 710 | 976 | 777 | 886 | 1441 | 1390 | 943 | 905 | 824 | 772 | 800 | 380 |  | 0.053 | 0.095 | 0.145 | 0.082 | 0.125 | 0.17 | 800
975 | 737 | 1041 | 808 | 945 | 1685 | 1627 | 1008 | 967 | 872 | 816 | 1000 | 480 |  | 0.042 | 0.091 | 0.14 | 0.079 | 0.125 | 0.165 | 1000
600
740
4D4A | [11 empty] | 960 |  | 4D4B
1200
Ref C 1-Phase | Ref C 3-Phase | Ref E 1-Phase | Ref E 3-Phase | Ref D 1-Phase2 | Ref D 3-Phase | Cable Size | [7 empty] | 1-Phase Two-core | 3-Phase | 1-Phase Single-core | Cable Size
21 | 18 | 22 | 19 | 22 | 18 | 1.5 | [7 empty] | 29 | 29 | 25 | 1.5
28 | 25 | 31 | 26 | 29 | 24 | 2.5 | [7 empty] | 18 | 18 | 15 | 2.5
38 | 33 | 41 | 35 | 37 | 30 | 4 | [7 empty] | 11 | 11 | 9.5 | 4
49 | 42 | 53 | 45 | 46 | 38 | 6 | [7 empty] | 7.3 | 7.3 | 6.4 | 6
67 | 58 | 72 | 62 | 60 | 50 | 10 | [7 empty] | 4.4 | 4.4 | 3.8 | 10
89 | 77 | 97 | 83 | 78 | 64 | 16 | [7 empty] | 2.8 | 2.8 | 2.4 | 16
118 | 102 | 128 | 110 | 99 | 82 | 25 | [7 empty] | 1.75 | 1.75 | 1.5 | 25
145 | 125 | 157 | 135 | 119 | 98 | 35 | [7 empty] | 1.25 | 1.25 | 1.1 | 35
175 | 151 | 190 | 163 | 140 | 116 | 50 | [7 empty] | 0.93 | 0.93 | 0.8 | 50
222 | 192 | 241 | 207 | 173 | 143 | 70 | [7 empty] | 0.63 | 0.63 | 0.55 | 70
269 | 231 | 291 | 251 | 204 | 169 | 95 | [7 empty] | 0.46 | 0.47 | 0.41 | 95
310 | 267 | 336 | 290 | 231 | 192 | 120 | [7 empty] | 0.36 | 0.38 | 0.33 | 120
356 | 306 | 386 | 332 | 261 | 217 | 150 | [7 empty] | 0.29 | 0.3 | 0.26 | 150
405 | 348 | 439 | 378 | 292 | 243 | 185 | [7 empty] | 0.23 | 0.25 | 0.21 | 185
476 | 409 | 516 | 445 | 336 | 280 | 240 | [7 empty] | 0.18 | 0.19 | 0.165 | 240
547 | 469 | 592 | 510 | 379 | 316 | 300 | [7 empty] | 0.145 | 0.155 | 0.135 | 300
621 | 540 | 683 | 590 |  |  | 400 | [7 empty] | 0.105 | 0.115 | 0.1 | 400
4D5A
Method 100 | Method 101 | Method 102 | Method 103 | Ref C | Ref A | Voltage Drop | Cable Size
13 | 10.5 | 13 | 8 | 16 | 11.5 | 44 | 1
16 | 13 | 16 | 10 | 20 | 14.5 | 29 | 1.5
21 | 17 | 21 | 13.5 | 27 | 20 | 18 | 2.5
27 | 22 | 27 | 17.5 | 37 | 26 | 11 | 4
34 | 27 | 35 | 23.5 | 47 | 32 | 7.3 | 6
45 | 36 | 47 | 32 | 64 | 44 | 4.4 | 10
57 | 46 | 63 | 42.5 | 85 | 57 | 2.8 | 16
4E1A | [13 empty] | 4E1B
Standard Breaker Capacities (kVA)
Ref A 1-Phase | Ref A 3-Phase | Ref B 1-Phase | Ref B 3-Phase | Ref C Touching 1-Phase Flat | Ref C Touching 3-Phase | Ref F Touching 1-Phase Flat | Ref F Touching 3-Phase Flat | Ref F Touching 3-Phase Trefoil | Ref F Spaced Flat Horizontal | Ref F Spaced Flat Vertical | Cable Size |  |  | Ref A 1-Phase | Ref A 3-Phase | Ref B 1-Phase | Ref B 3-Phase | Ref C 1-Phase | Ref C 3-Phase | Ref E 1-Phase | Ref E 3-Phase | Cable Size
14 | 13 | 17 | 15 | 19 | 17.5 | [5 empty] | 1 | 3 |  | 46 | 46 | 46 | 46 | 40 | 40 | 40 | 40 | 1
19 | 17 | 23 | 20 | 25 | 23 | [5 empty] | 1.5 | 6 |  | 31 | 31 | 31 | 31 | 27 | 27 | 27 | 27 | 1.5
26 | 23 | 31 | 28 | 34 | 31 | [5 empty] | 2.5 | 10 |  | 19 | 19 | 19 | 19 | 16 | 16 | 16 | 16 | 2.5
35 | 31 | 42 | 37 | 46 | 41 | [5 empty] | 4 | 16 |  | 12 | 12 | 12 | 12 | 10 | 10 | 10 | 10 | 4
45 | 40 | 54 | 48 | 59 | 54 | [5 empty] | 6 | 20 |  | 7.9 | 7.9 | 7.9 | 7.9 | 6.8 | 6.8 | 6.8 | 6.8 | 6
61 | 54 | 75 | 66 | 81 | 74 | [5 empty] | 10 | 25 |  | 4.7 | 4.7 | 4.7 | 4.7 | 4 | 4 | 4 | 4 | 10
81 | 73 | 100 | 88 | 109 | 99 | [5 empty] | 16 | 32 |  | 2.9 | 2.9 | 2.9 | 2.9 | 2.5 | 2.5 | 2.5 | 2.5 | 16
106 | 95 | 133 | 117 | 143 | 130 | 161 | 141 | 135 | 182 | 161 | 25 | 40 |  | 1.85 | 1.85 | 1.85 | 1.85 | 1.6 | 1.6 | 1.6 | 1.6 | 25
131 | 117 | 164 | 144 | 176 | 161 | 200 | 176 | 169 | 226 | 201 | 35 | 50 |  | 1.35 | 1.35 | 1.35 | 1.35 | 1.15 | 1.15 | 1.15 | 1.15 | 35
158 | 141 | 198 | 175 | 228 | 209 | 242 | 216 | 207 | 275 | 246 | 50 | 63 |  | 0.99 | 1 | 0.99 | 0.99 | 0.87 | 0.86 | 0.86 | 0.86 | 50
200 | 179 | 253 | 222 | 293 | 268 | 310 | 279 | 268 | 353 | 318 | 70 | 80 |  | 0.68 | 0.7 | 0.68 | 0.68 | 0.6 | 0.59 | 0.59 | 0.59 | 70
241 | 216 | 306 | 269 | 355 | 326 | 377 | 342 | 328 | 430 | 389 | 95 | 100 |  | 0.49 | 0.51 | 0.49 | 0.49 | 0.44 | 0.43 | 0.43 | 0.43 | 95
278 | 249 | 354 | 312 | 413 | 379 | 437 | 400 | 383 | 500 | 454 | 120 | 125 |  | 0.39 | 0.41 | 0.39 | 0.39 | 0.35 | 0.34 | 0.34 | 0.34 | 120
318 | 285 | 393 | 342 | 476 | 436 | 504 | 464 | 444 | 577 | 527 | 150 | 150 |  | 0.32 | 0.33 | 0.32 | 0.32 | 0.29 | 0.28 | 0.28 | 0.28 | 150
362 | 324 | 449 | 384 | 545 | 500 | 575 | 533 | 510 | 661 | 605 | 185 | 200 |  | 0.25 | 0.27 | 0.26 | 0.25 | 0.23 | 0.22 | 0.22 | 0.22 | 185
424 | 380 | 528 | 450 | 644 | 590 | 679 | 634 | 607 | 781 | 719 | 240 | 250 |  | 0.19 | 0.21 | 0.2 | 0.195 | 0.185 | 0.17 | 0.17 | 0.17 | 240
486 | 435 | 603 | 514 | 743 | 681 | 783 | 736 | 703 | 902 | 833 | 300 | 320 |  | 0.155 | 0.175 | 0.16 | 0.155 | 0.15 | 0.14 | 0.135 | 0.135 | 300
|  | 683 | 584 | 868 | 793 | 940 | 868 | 823 | 1085 | 1008 | 400 | 400 |  | 0.12 | 0.14 | 0.13 | 0.125 | 0.125 | 0.11 | 0.11 | 0.11 | 400
|  | 783 | 666 | 990 | 904 | 1083 | 998 | 946 | 1253 | 1169 | 500 | 500 |  | 0.093 | 0.12 | 0.105 | 0.098 | 0.1 | 0.09 | 0.088 | 0.085 | 500
|  | 900 | 764 | 1130 | 1033 | 1254 | 1151 | 1088 | 1454 | 1362 | 630 | 630 |  | 0.072 | 0.1 | 0.086 | 0.078 | 0.088 | 0.074 | 0.071 | 0.068 | 630
|  |  |  | 1288 | 1179 | 1358 | 1275 | 1214 | 1581 | 1485 | 800 | 800 |  | 0.056 |  | 0.072 | 0.064 |  | 0.062 | 0.059 | 0.055 | 800
|  |  |  | 1443 | 1323 | 1520 | 1436 | 1349 | 1775 | 1671 | 1000 | 1000 |  | 0.045 |  | 0.063 | 0.054 |  | 0.055 | 0.05 | 0.047 | 1000
1200
1400
4E2A | [11 empty] | 1600 |  | 4E2B
Ref A 1-Phase | Ref A 3-Phase | Ref B 1-Phase | Ref B 3-Phase | Ref C 1-Phase | Ref C 3-Phase | Ref E 1-Phase | Ref E 3-Phase | Cable Size | [5 empty] | 1-Phase Two-core | 3-Phase | 1-Phase Single-core | Cable Size
14.5 | 13 | 17 | 15 | 19 | 17 | 21 | 18 | 1 | [5 empty] | 46 | 46 | 40 | 1
18.5 | 16.5 | 22 | 19.5 | 24 | 22 | 26 | 23 | 1.5 | [5 empty] | 31 | 31 | 27 | 1.5
25 | 22 | 30 | 26 | 33 | 30 | 36 | 32 | 2.5 | [5 empty] | 19 | 19 | 16 | 2.5
33 | 30 | 40 | 35 | 45 | 40 | 49 | 42 | 4 | [5 empty] | 12 | 12 | 10 | 4
42 | 38 | 51 | 44 | 58 | 52 | 63 | 54 | 6 | [5 empty] | 7.9 | 7.9 | 6.8 | 6
57 | 51 | 69 | 60 | 80 | 71 | 86 | 75 | 10 | [5 empty] | 4.7 | 4.7 | 4 | 10
76 | 68 | 91 | 80 | 107 | 96 | 115 | 100 | 16 | [5 empty] | 2.9 | 2.9 | 2.5 | 16
99 | 89 | 119 | 105 | 138 | 119 | 149 | 127 | 25 | [5 empty] | 1.85 | 1.85 | 1.6 | 25
121 | 109 | 146 | 128 | 171 | 147 | 185 | 158 | 35 | [5 empty] | 1.35 | 1.35 | 1.15 | 35
145 | 130 | 175 | 154 | 209 | 179 | 225 | 192 | 50 | [5 empty] | 0.98 | 0.99 | 0.86 | 50
183 | 164 | 221 | 194 | 269 | 229 | 289 | 246 | 70 | [5 empty] | 0.67 | 0.67 | 0.59 | 70
220 | 197 | 265 | 233 | 328 | 278 | 352 | 298 | 95 | [5 empty] | 0.49 | 0.5 | 0.43 | 95
253 | 227 | 305 | 268 | 382 | 322 | 410 | 346 | 120 | [5 empty] | 0.39 | 0.4 | 0.34 | 120
290 | 259 | 334 | 300 | 441 | 371 | 473 | 399 | 150 | [5 empty] | 0.31 | 0.32 | 0.28 | 150
329 | 295 | 384 | 340 | 506 | 424 | 542 | 456 | 185 | [5 empty] | 0.25 | 0.26 | 0.22 | 185
386 | 346 | 459 | 398 | 599 | 500 | 641 | 538 | 240 | [5 empty] | 0.195 | 0.2 | 0.175 | 240
442 | 396 | 532 | 455 | 693 | 576 | 741 | 621 | 300 | [5 empty] | 0.155 | 0.16 | 0.14 | 300
|  | 625 | 536 | 803 | 667 | 865 | 741 | 400 | [5 empty] | 0.12 | 0.13 | 0.115 | 400
4E3A | [13 empty] | 4E3B
Ref C Touching 1-Phase Flat | Ref C Touching 3-Phase Flat | Ref F Touching 1-Phase Flat | Ref F Touching 3-Phase Flat | Ref F Touching 3-Phase Trefoil | Ref F Spaced D.C. Horizontal | Ref F Spaced D.C. Vertical | Ref F Spaced 1-Phase Horizontal | Ref F Spaced 1-Phase Vertical | Ref F Spaced 3-Phase Horizontal | Ref F Spaced 3-Phase Vertical | Cable Size |  |  | Ref A 1-Phase | Ref A 3-Phase | Ref B 1-Phase | Ref B 3-Phase | Ref C 1-Phase | Ref C 3-Phase | Cable Size
237 | 220 | 253 | 232 | 222 | 284 | 270 | 282 | 266 | 228 | 266 | 50 |  |  | 0.98 | 0.99 | 0.98 | 0.86 | 0.84 | 0.84 | 50
303 | 277 | 322 | 293 | 285 | 356 | 349 | 357 | 337 | 358 | 331 | 70 |  |  | 0.67 | 0.68 | 0.69 | 0.59 | 0.6 | 0.62 | 70
367 | 333 | 389 | 352 | 346 | 446 | 426 | 436 | 412 | 425 | 393 | 95 |  |  | 0.49 | 0.51 | 0.53 | 0.44 | 0.46 | 0.49 | 95
425 | 383 | 449 | 405 | 402 | 519 | 497 | 504 | 477 | 485 | 449 | 120 |  |  | 0.39 | 0.41 | 0.43 | 0.35 | 0.38 | 0.41 | 120
488 | 437 | 516 | 462 | 463 | 600 | 575 | 566 | 539 | 549 | 510 | 150 |  |  | 0.31 | 0.33 | 0.36 | 0.29 | 0.31 | 0.34 | 150
557 | 496 | 587 | 524 | 529 | 688 | 660 | 643 | 614 | 618 | 574 | 185 |  |  | 0.25 | 0.27 | 0.3 | 0.23 | 0.26 | 0.29 | 185
656 | 579 | 689 | 612 | 625 | 815 | 782 | 749 | 714 | 715 | 666 | 240 |  |  | 0.195 | 0.21 | 0.24 | 0.18 | 0.21 | 0.24 | 240
755 | 662 | 792 | 700 | 720 | 943 | 906 | 842 | 805 | 810 | 755 | 300 |  |  | 0.155 | 0.17 | 0.195 | 0.145 | 0.17 | 0.2 | 300
853 | 717 | 899 | 767 | 815 | 1137 | 1094 | 929 | 889 | 848 | 797 | 400 |  |  | 0.115 | 0.145 | 0.18 | 0.125 | 0.16 | 0.2 | 400
962 | 791 | 1016 | 851 | 918 | 1314 | 1266 | 1032 | 989 | 923 | 871 | 500 |  |  | 0.093 | 0.125 | 0.165 | 0.105 | 0.145 | 0.19 | 500
1082 | 861 | 1146 | 935 | 1027 | 1639 | 1474 | 1139 | 1092 | 992 | 940 | 630 |  |  | 0.073 | 0.105 | 0.15 | 0.092 | 0.135 | 0.175 | 630
1170 | 904 | 1246 | 987 | 1119 | 1809 | 1744 | 1204 | 1155 | 1042 | 978 | 800 |  |  | 0.056 | 0.09 | 0.145 | 0.086 | 0.13 | 0.175 | 800
1261 | 961 | 1345 | 1055 | 1214 | 2100 | 2026 | 1289 | 1238 | 1110 | 1041 | 1000 |  |  | 0.045 | 0.092 | 0.14 | 0.08 | 0.125 | 0.165 | 1000
4E4A | [13 empty] | 4E4B
Ref C 1-Phase | Ref C 3-Phase | Ref E 1-Phase | Ref E 3-Phase | Ref D 1-Phase2 | Ref D 3-Phase | Cable Size | [7 empty] | 1-Phase Two-core | 3-Phase | 1-Phase Single-core | Cable Size
27 | 23 | 29 | 25 | 25 | 21 | 1.5 | [7 empty] | 31 | 31 | 27 | 1.5
36 | 31 | 39 | 33 | 33 | 28 | 2.5 | [7 empty] | 19 | 19 | 16 | 2.5
49 | 42 | 52 | 44 | 43 | 36 | 4 | [7 empty] | 12 | 12 | 10 | 4
62 | 53 | 66 | 56 | 53 | 44 | 6 | [7 empty] | 7.9 | 7.9 | 6.8 | 6
85 | 73 | 90 | 78 | 71 | 58 | 10 | [7 empty] | 4.7 | 4.7 | 4 | 10
110 | 94 | 115 | 99 | 91 | 75 | 16 | [7 empty] | 2.9 | 2.9 | 2.5 | 16
146 | 124 | 152 | 131 | 116 | 96 | 25 | [7 empty] | 1.85 | 1.85 | 1.6 | 25
180 | 154 | 188 | 162 | 139 | 115 | 35 | [7 empty] | 1.35 | 1.35 | 1.15 | 35
219 | 187 | 228 | 197 | 164 | 135 | 50 | [7 empty] | 0.98 | 0.99 | 0.86 | 50
279 | 238 | 291 | 251 | 203 | 167 | 70 | [7 empty] | 0.67 | 0.67 | 0.59 | 70
338 | 289 | 354 | 304 | 239 | 197 | 95 | [7 empty] | 0.49 | 0.5 | 0.43 | 95
392 | 335 | 410 | 353 | 271 | 223 | 120 | [7 empty] | 0.39 | 0.4 | 0.34 | 120
451 | 386 | 472 | 406 | 306 | 251 | 150 | [7 empty] | 0.31 | 0.32 | 0.28 | 150
515 | 441 | 539 | 463 | 343 | 281 | 185 | [7 empty] | 0.25 | 0.26 | 0.22 | 185
607 | 520 | 636 | 546 | 395 | 324 | 240 | [7 empty] | 0.195 | 0.2 | 0.175 | 240
698 | 599 | 732 | 628 | 446 | 365 | 300 | [7 empty] | 0.155 | 0.16 | 0.14 | 300
787 | 673 | 847 | 728 |  |  | 400 | [7 empty] | 0.12 | 0.13 | 0.115 | 400
4F1A | [13 empty] | 4F1B
1-Phase Two-core | 3-Phase | 1-Phase Single-core | Cable Size | [10 empty] | Ref A 1-Phase | Ref A 3-Phase | Ref B 1-Phase | Ref B 3-Phase | Ref C 1-Phase | Cable Size
30 | 26 |  | 4 | [10 empty] | 12 | 12 | 10 |  |  | 4
39 | 34 |  | 6 | [10 empty] | 7.8 | 7.8 | 6.7 |  |  | 6
51 | 47 |  | 10 | [10 empty] | 4.6 | 4.6 | 4 |  |  | 10
73 | 63 |  | 16 | [10 empty] | 2.9 | 2.9 | 2.5 |  |  | 16
97 | 83 |  | 25 | [10 empty] | 1.8 | 1.8 | 1.55 |  |  | 25
| 102 | 140 | 35 | [12 empty] | 1.1 | 1.31 | 1.31 | 35
| 124 | 175 | 50 | [12 empty] | 0.83 | 0.91 | 0.91 | 50
| 158 | 216 | 70 | [12 empty] | 0.57 | 0.64 | 0.64 | 70
| 192 | 258 | 95 | [12 empty] | 0.42 | 0.49 | 0.49 | 95
| 222 | 302 | 120 | [12 empty] | 0.33 | 0.38 | 0.38 | 120
| 255 | 347 | 150 | [12 empty] | 0.27 | 0.31 | 0.31 | 150
| 291 | 394 | 185 | [12 empty] | 0.22 | 0.25 | 0.25 | 185
| 343 | 471 | 240 | [12 empty] | 0.17 | 0.19 | 0.195 | 240
| 394 | 541 | 300 | [12 empty] | 0.135 | 0.15 | 0.155 | 300
|  | 644 | 400 | [13 empty] | 0.115 | 0.12 | 400
|  | 738 | 500 | [13 empty] | 0.09 | 0.099 | 500
|  | 861 | 630 | [13 empty] | 0.068 | 0.079 | 630
4F2A | [13 empty] | 4F2B
1-Phase Two-core | 3-Phase | 1-Phase Single-core | Cable Size | [10 empty] | Ref A 1-Phase | Ref A 3-Phase | Ref B 1-Phase | Ref B 3-Phase | Cable Size
42 | 37 |  | 4 | [10 empty] | 13.2 | 13.2 | 11.1 |  | 4
55 | 49 |  | 6 | [10 empty] | 8.5 | 8.5 | 7.4 |  | 6
76 | 66 |  | 10 | [10 empty] | 5.1 | 5.1 | 4.4 |  | 10
103 | 89 |  | 16 | [10 empty] | 3.2 | 3.2 | 2.7 |  | 16
136 | 119 |  | 25 | [10 empty] | 2.03 | 2.03 | 1.73 |  | 25
| 146 | 200 | 35 | [10 empty] | 1.42 |  | 1.22 | 1.44 | 35
| 177 | 250 | 50 | [10 empty] | 1 |  | 0.91 | 1 | 50
| 255 | 310 | 70 | [10 empty] | 0.71 |  | 0.62 | 0.71 | 70
| 273 | 369 | 95 | [10 empty] | 0.54 |  | 0.47 | 0.54 | 95
| 316 | 432 | 120 | [10 empty] | 0.42 |  | 0.37 | 0.42 | 120
| 363 | 497 | 150 | [10 empty] | 0.34 |  | 0.29 | 0.34 | 150
| 414 | 564 | 185 | [10 empty] | 0.27 |  | 0.24 | 0.27 | 185
| 487 | 673 | 240 | [10 empty] | 0.21 |  | 0.188 | 0.21 | 240
| 560 | 773 | 300 | [10 empty] | 0.167 |  | 0.147 | 0.173 | 300
|  | 924 | 400 | [10 empty] | 0.127 |  |  | 0.132 | 400
|  | 1062 | 500 | [10 empty] | 0.1 |  |  | 0.107 | 500
|  | 1242 | 630 | [10 empty] | 0.074 |  |  | 0.085 | 630
4F3A | [13 empty] | 4F3B
1-Phase | 3-Phase | Mass Support | Cable Size | [10 empty] | Ref A 1-Phase | Ref A 3-Phase | Cable Size
3 | 3 | 2 | 0.5 | [10 empty] | 93 | 80 | 0.5
6 | 6 | 3 | 0.75 | [10 empty] | 62 | 54 | 0.75
10 | 10 | 5 | 1 | [10 empty] | 46 | 40 | 1
13 |  | 5 | 1.25 | [10 empty] | 37 |  | 1.25
16 | 16 | 5 | 1.5 | [10 empty] | 32 | 27 | 1.5
25 | 20 | 5 | 2.5 | [10 empty] | 19 | 16 | 2.5
32 | 25 | 5 | 4 | [10 empty] | 12 | 10 | 4
4G1A | [13 empty] | 4G1B
Ref C 1-Phase | Ref C 3-Phase Trefoil | Ref C 3-Phase Flat | Ref E,F,G 1-Phase | Ref E,F,G 3-Phase Trefoil | Ref E,F,G Touching 3-Phase Flat | Ref E,F,G Spaced 3-Phase Flat Vertical | Ref E,F,G Spaced 3-Phase Flat Horizontal | Cable Size | [5 empty] | Ref A 1-Phase | Ref A 3-Phase | Ref B 1-Phase | Ref B 3-Phase | Ref C 1-Phase | Ref C 3-Phase | Cable Size
500V Light Duty | [13 empty] | 42 | 42 | 36 | 36 | 36 | 36 | 1
18.5 | 15 | 17 | 19.5 | 16.5 | 18 | 20 | 23 | 1 | [5 empty] | 28 | 28 | 24 | 24 | 24 | 24 | 1.5
23 | 19 | 21 | 25 | 21 | 23 | 26 | 29 | 1.5 | [5 empty] | 17 | 17 | 14 | 14 | 14 | 14 | 2.5
31 | 26 | 29 | 33 | 28 | 31 | 34 | 39 | 2.5 | [5 empty] | 10 | 10 | 9.1 | 9.1 | 9.1 | 9.1 | 4
40 | 35 | 38 | 44 | 37 | 41 | 45 | 51 | 4 | [5 empty] | 7 | 7 | 6 | 6 | 6 | 6 | 6
750V Heavy Duty | [13 empty] | 4.2 | 4.2 | 3.6 | 3.6 | 3.6 | 3.6 | 10
19.5 | 16 | 18 | 21 | 17.5 | 20 | 22 | 25 | 1 | [5 empty] | 2.6 | 2.6 | 2.3 | 2.3 | 2.3 | 2.3 | 16
25 | 21 | 23 | 26 | 22 | 26 | 28 | 32 | 1.5 | [5 empty] | 1.65 | 1.65 | 1.45 | 1.45 | 1.45 | 1.45 | 25
34 | 28 | 31 | 36 | 30 | 34 | 37 | 43 | 2.5 | [5 empty] | 1.2 |  |  | 1.05 | 1.05 | 1.05 | 35
45 | 37 | 41 | 47 | 40 | 45 | 49 | 56 | 4 | [5 empty] | 0.89 |  |  | 0.78 | 0.79 | 0.82 | 50
57 | 48 | 52 | 60 | 51 | 57 | 62 | 71 | 6 | [5 empty] | 0.62 |  |  | 0.54 | 0.55 | 0.58 | 70
77 | 65 | 70 | 82 | 69 | 77 | 84 | 95 | 10 | [5 empty] | 0.46 |  |  | 0.4 | 0.41 | 0.44 | 95
102 | 86 | 92 | 109 | 92 | 102 | 110 | 125 | 16 | [5 empty] | 0.37 |  |  | 0.32 | 0.33 | 0.36 | 120
133 | 112 | 120 | 142 | 120 | 132 | 142 | 162 | 25 | [5 empty] | 0.3 |  |  | 0.26 | 0.29 | 0.32 | 150
163 | 137 | 147 | 174 | 147 | 161 | 173 | 197 | 35 | [5 empty] | 0.25 |  |  | 0.21 | 0.25 | 0.28 | 185
202 | 169 | 181 | 215 | 182 | 198 | 213 | 242 | 50 | [5 empty] | 0.19 |  |  | 0.165 | 0.21 | 0.26 | 240
247 | 207 | 221 | 264 | 223 | 241 | 259 | 294 | 70
296 | 249 | 264 | 317 | 267 | 289 | 309 | 351 | 95
340 | 286 | 303 | 364 | 308 | 331 | 353 | 402 | 120
388 | 327 | 346 | 416 | 352 | 377 | 400 | 454 | 150
440 | 371 | 392 | 472 | 399 | 426 | 446 | 507 | 185
514 | 434 | 457 | 552 | 466 | 496 | 497 | 565 | 240
4G2A | [13 empty] | 4G2B
Ref C 1-Phase | Ref C 3-Phase Trefoil | Ref C 3-Phase Flat | Ref E,F,G 1-Phase | Ref E,F,G 3-Phase Trefoil | Ref E,F,G Touching 3-Phase Flat | Ref E,F,G Spaced 3-Phase Flat Vertical | Ref E,F,G Spaced 3-Phase Flat Horizontal | Cable Size | [5 empty] | Ref A 1-Phase | Ref A 3-Phase | Ref B 1-Phase | Ref B 3-Phase | Ref C 1-Phase | Ref C 3-Phase | Cable Size
500V Light Duty | [13 empty] | 47 | 47 | 40 | 40 | 40 | 40 | 1
22 | 19 | 21 | 24 | 21 | 23 | 26 | 29 | 1 | [5 empty] | 31 | 31 | 27 | 27 | 27 | 27 | 1.5
28 | 24 | 27 | 31 | 26 | 29 | 33 | 37 | 1.5 | [5 empty] | 19 | 19 | 16 | 16 | 16 | 16 | 2.5
38 | 33 | 36 | 41 | 35 | 39 | 43 | 49 | 2.5 | [5 empty] | 12 | 12 | 10 | 10 | 10 | 10 | 4
51 | 44 | 47 | 54 | 46 | 51 | 56 | 64 | 4 | [5 empty] | 7.8 | 7.8 | 6.8 | 6.8 | 6.8 | 6.8 | 6
750V Heavy Duty | [13 empty] | 4.7 | 4.7 | 4.1 | 4.1 | 4.1 | 4.1 | 10
24 | 20 | 24 | 26 | 22 | 25 | 28 | 32 | 1 | [5 empty] | 3 | 3 | 2.6 | 2.6 | 2.6 | 2.6 | 16
31 | 26 | 30 | 33 | 28 | 32 | 35 | 40 | 1.5 | [5 empty] | 1.85 | 1.85 | 1.6 | 1.6 | 1.6 | 1.6 | 25
42 | 35 | 41 | 45 | 38 | 43 | 47 | 54 | 2.5 | [5 empty] | 1.35 |  |  | 1.15 | 1.15 | 1.2 | 35
55 | 47 | 53 | 60 | 50 | 56 | 61 | 70 | 4 | [5 empty] | 1 |  |  | 0.87 | 0.88 | 0.9 | 50
70 | 59 | 67 | 76 | 64 | 71 | 78 | 89 | 6 | [5 empty] | 0.69 |  |  | 0.6 | 0.61 | 0.63 | 70
96 | 81 | 91 | 104 | 87 | 96 | 105 | 120 | 10 | [5 empty] | 0.51 |  |  | 0.45 | 0.46 | 0.48 | 95
127 | 107 | 119 | 137 | 115 | 127 | 137 | 157 | 16 | [5 empty] | 0.41 |  |  | 0.36 | 0.37 | 0.39 | 120
166 | 140 | 154 | 179 | 150 | 164 | 178 | 204 | 25 | [5 empty] | 0.33 |  |  | 0.29 | 0.31 | 0.34 | 150
203 | 171 | 187 | 220 | 184 | 200 | 216 | 248 | 35 | [5 empty] | 0.27 |  |  | 0.23 | 0.26 | 0.29 | 185
251 | 212 | 230 | 272 | 228 | 247 | 266 | 304 | 50 | [5 empty] | 0.21 |  |  | 0.18 | 0.22 | 0.26 | 240
307 | 260 | 280 | 333 | 279 | 300 | 323 | 370 | 70
369 | 312 | 334 | 400 | 335 | 359 | 385 | 441 | 95
424 | 359 | 383 | 460 | 385 | 411 | 441 | 505 | 120
485 | 410 | 435 | 526 | 441 | 469 | 498 | 565 | 150
550 | 465 | 392 | 596 | 500 | 530 | 557 | 629 | 185
643 | 544 | 572 | 697 | 584 | 617 | 624 | 704 | 240
4H1A | [13 empty] | 4H1B
Ref A 1-Phase | Ref A 3-Phase | Ref B 1-Phase | Ref B 3-Phase | Ref C Touching 1-Phase Flat | Ref C Touching 3-Phase | Ref F Touching 1-Phase Flat | Ref F Touching 3-Phase Flat | Ref F Touching 3-Phase Trefoil | Ref F Spaced Flat Horizontal | Ref F Spaced Flat Vertical | Cable Size |  |  | Ref A 1-Phase | Ref A 3-Phase | Ref B 1-Phase | Ref B 3-Phase | Ref C 1-Phase | Ref C 3-Phase | Column2 | Column1 | Cable Size
93 | 84 | 118 | 104 | 125 | 110 | 149 | 133 | 128 | 169 | 152 | 50 |  |  | 1.55 | 1.6 | 1.55 | 1.55 | 1.35 | 1.35 | 1.35 | 1.35 | 50
118 | 107 | 150 | 133 | 160 | 140 | 192 | 173 | 166 | 217 | 196 | 70 |  |  | 1.05 | 1.1 | 1.05 | 1.05 | 0.94 | 0.91 | 0.91 | 0.91 | 70
142 | 129 | 181 | 161 | 195 | 170 | 235 | 212 | 203 | 265 | 241 | 95 |  |  | 0.77 | 0.81 | 0.77 | 0.77 | 0.7 | 0.67 | 0.67 | 0.67 | 95
164 | 149 | 210 | 186 | 226 | 197 | 273 | 247 | 237 | 308 | 282 | 120 |  |  | 0.61 | 0.64 | 0.61 | 0.61 | 0.55 | 0.53 | 0.53 | 0.53 | 120
189 | 170 | 234 | 204 | 261 | 227 | 316 | 287 | 274 | 356 | 327 | 150 |  |  | 0.49 | 0.51 | 0.49 | 0.49 | 0.45 | 0.42 | 0.42 | 0.42 | 150
215 | 194 | 266 | 230 | 298 | 259 | 363 | 330 | 316 | 407 | 376 | 185 |  |  | 0.39 | 0.42 | 0.4 | 0.4 | 0.36 | 0.34 | 0.34 | 0.34 | 185
252 | 227 | 312 | 269 | 352 | 305 | 430 | 392 | 375 | 482 | 447 | 240 |  |  | 0.3 | 0.32 | 0.3 | 0.3 | 0.28 | 0.26 | 0.26 | 0.26 | 240
289 | 261 | 358 | 306 | 406 | 351 | 497 | 455 | 434 | 557 | 519 | 300 |  |  | 0.24 | 0.26 | 0.24 | 0.24 | 0.23 | 0.21 | 0.21 | 0.21 | 300
|  | 413 | 352 | 511 | 472 | 543 | 502 | 507 | 625 | 584 | 380 |  |  | 0.19 | 0.22 | 0.195 | 0.195 | 0.19 | 0.17 | 0.17 | 0.17 | 380
|  | 477 | 405 | 591 | 546 | 629 | 582 | 590 | 726 | 680 | 480 |  |  | 0.15 | 0.18 | 0.155 | 0.155 | 0.155 | 0.14 | 0.14 | 0.135 | 480
|  | 545 | 462 | 679 | 626 | 722 | 669 | 680 | 837 | 787 | 600 |  |  | 0.12 | 0.15 | 0.13 | 0.125 | 0.125 | 0.11 | 0.11 | 0.11 | 600
|  |  |  | 771 | 709 | 820 | 761 | 776 | 956 | 902 | 740 |  |  | 0.099 |  | 0.105 | 0.1 |  | 0.094 | 0.094 | 0.089 | 740
|  |  |  | 900 | 823 | 953 | 886 | 907 | 1125 | 1066 | 960 |  |  | 0.075 |  | 0.086 | 0.082 |  | 0.077 | 0.077 | 0.071 | 960
|  |  |  | 1022 | 926 | 1073 | 999 | 1026 | 1293 | 1229 | 1200 |  |  | 0.06 |  | 0.074 | 0.068 |  | 0.066 | 0.066 | 0.059 | 1200
4H2A | [13 empty] | 4H2B
Ref A 1-Phase | Ref A 3-Phase | Ref B 1-Phase | Ref B 3-Phase | Ref C 1-Phase | Ref C 3-Phase | Ref E 1-Phase | Ref E 3-Phase | Cable Size | [5 empty] | Ref A 1-Phase | Ref A 3-Phase | Ref B 1-Phase | Cable Size
44 | 41 | 54 | 48 | 66 | 59 | 73 | 61 | 16 | [5 empty] | 4.5 | 4.5 | 3.9 | 16
58 | 53 | 71 | 62 | 83 | 73 | 89 | 78 | 25 | [5 empty] | 2.9 | 2.9 | 2.5 | 25
71 | 65 | 86 | 77 | 103 | 90 | 111 | 96 | 35 | [5 empty] | 2.1 | 2.1 | 1.8 | 35
86 | 78 | 104 | 92 | 125 | 110 | 135 | 117 | 50 | [5 empty] | 1.55 | 1.55 | 1.35 | 50
108 | 98 | 131 | 116 | 160 | 140 | 173 | 150 | 70 | [5 empty] | 1.05 | 1.05 | 0.9 | 70
130 | 118 | 157 | 139 | 195 | 170 | 210 | 183 | 95 | [5 empty] | 0.77 | 0.77 | 0.67 | 95
| 135 |  | 160 |  | 197 |  | 212 | 120 | [7 empty] | 0.53 | 120
| 155 |  | 176 |  | 227 |  | 245 | 150 | [7 empty] | 0.42 | 150
| 176 |  | 199 |  | 259 |  | 280 | 185 | [7 empty] | 0.34 | 185
| 207 |  | 232 |  | 305 |  | 330 | 240 | [7 empty] | 0.26 | 240
| 237 |  | 265 |  | 351 |  | 381 | 300 | [7 empty] | 0.21 | 300
4H3A | [13 empty] | 4H3B
Ref C Touching 1-Phase Flat | Ref C Touching 3-Phase Flat | Ref F Touching 1-Phase Flat | Ref F Touching 3-Phase Flat | Ref F Touching 3-Phase Trefoil | Ref F Spaced D.C. Horizontal | Ref F Spaced D.C. Vertical | Ref F Spaced 1-Phase Horizontal | Ref F Spaced 1-Phase Vertical | Ref F Spaced 3-Phase Horizontal | Ref F Spaced 3-Phase Vertical | Cable Size |  |  | Ref A 1-Phase | Ref A 3-Phase | Ref B 1-Phase | Ref B 3-Phase | Ref C 1-Phase | Ref C 3-Phase | Cable Size
143 | 133 | 152 | 141 | 131 | 167 | 157 | 168 | 159 | 169 | 155 | 50 |  |  | 1.55 | 1.55 | 1.55 | 1.35 | 1.35 | 1.3 | 50
183 | 168 | 194 | 178 | 168 | 214 | 202 | 212 | 200 | 213 | 196 | 70 |  |  | 1.05 | 1.05 | 1.05 | 0.92 | 0.93 | 0.95 | 70
221 | 202 | 234 | 214 | 205 | 261 | 247 | 259 | 245 | 255 | 236 | 95 |  |  | 0.77 | 0.78 | 0.81 | 0.68 | 0.7 | 0.73 | 95
255 | 233 | 270 | 246 | 238 | 303 | 288 | 299 | 285 | 293 | 272 | 120 |  |  | 0.61 | 0.62 | 0.65 | 0.54 | 0.57 | 0.6 | 120
294 | 267 | 310 | 282 | 275 | 349 | 333 | 340 | 323 | 334 | 312 | 150 |  |  | 0.49 | 0.5 | 0.53 | 0.44 | 0.46 | 0.5 | 150
334 | 303 | 352 | 319 | 315 | 400 | 382 | 389 | 371 | 379 | 354 | 185 |  |  | 0.39 | 0.41 | 0.44 | 0.35 | 0.38 | 0.451 | 185
393 | 354 | 413 | 374 | 372 | 472 | 452 | 457 | 437 | 443 | 415 | 240 |  |  | 0.3 | 0.32 | 0.34 | 28 | 0.3 | 0.33 | 240
452 | 405 | 474 | 427 | 430 | 545 | 523 | 520 | 498 | 505 | 475 | 300 |  |  | 0.24 | 0.26 | 0.28 | 0.22 | 0.24 | 0.28 | 300
518 | 452 | 543 | 479 | 497 | 638 | 613 | 583 | 559 | 551 | 518 | 380 |  |  | 0.19 | 0.22 | 0.26 | 0.185 | 0.22 | 0.27 | 380
586 | 501 | 616 | 534 | 568 | 742 | 715 | 655 | 629 | 604 | 568 | 480 |  |  | 0.15 | 0.18 | 0.22 | 0.155 | 0.195 | 0.24 | 480
658 | 550 | 692 | 589 | 642 | 859 | 828 | 724 | 696 | 656 | 618 | 600 |  |  | 0.12 | 0.15 | 0.195 | 0.13 | 0.17 | 0.21 | 600
728 | 596 | 769 | 642 | 715 | 986 | 952 | 802 | 770 | 707 | 666 | 740 |  |  | 0.097 | 0.135 | 0.18 | 0.115 | 0.16 | 0.2 | 740
819 | 651 | 868 | 706 | 808 | 1171 | 1133 | 866 | 832 | 770 | 726 | 960 |  |  | 0.075 | 0.115 | 0.165 | 0.1 | 0.15 | 0.19 | 960
893 | 692 | 952 | 756 | 880 | 1360 | 1317 | 938 | 902 | 822 | 774 | 1200 |  |  | 0.06 | 0.11 | 0.16 | 0.094 | 0.145 | 0.185 | 1200
4H4A | [13 empty] | 4H4B
Ref C 1-Phase | Ref C 3-Phase | Ref E 1-Phase | Ref E 3-Phase | Ref D 1-Phase2 | Ref D 3-Phase | Cable Size | [7 empty] | Ref A 1-Phase | Ref A 3-Phase | Ref B 1-Phase | Cable Size
68 | 58 | 71 | 61 |  |  | 16 | [7 empty] | 4.5 | 4.5 | 3.9 | 16
89 | 76 | 94 | 80 | 77 | 64 | 25 | [7 empty] | 2.9 | 2.9 | 2.5 | 25
109 | 94 | 115 | 99 | 93 | 77 | 35 | [7 empty] | 2.1 | 2.1 | 1.8 | 35
131 | 113 | 139 | 119 | 109 | 91 | 50 | [7 empty] | 1.55 | 1.55 | 1.35 | 50
165 | 143 | 175 | 151 | 135 | 112 | 70 | [7 empty] | 1.05 | 1.05 | 0.9 | 70
199 | 174 | 211 | 186 | 159 | 132 | 95 | [7 empty] | 0.77 | 0.77 | 0.67 | 95
| 202 |  | 216 |  | 150 | 120 | [9 empty] | 0.53 | 120
| 232 |  | 250 |  | 169 | 150 | [9 empty] | 0.42 | 150
| 265 |  | 287 |  | 190 | 185 | [9 empty] | 0.34 | 185
| 312 |  | 342 |  | 218 | 240 | [9 empty] | 0.26 | 240
| 360 |  | 399 |  | 247 | 300 | [9 empty] | 0.21 | 300
4J1A | [13 empty] | 4J1B
Ref A 1-Phase | Ref A 3-Phase | Ref B 1-Phase | Ref B 3-Phase | Ref C Touching 1-Phase Flat | Ref C Touching 3-Phase | Ref F Touching 1-Phase Flat | Ref F Touching 3-Phase Flat | Ref F Touching 3-Phase Trefoil | Ref F Spaced Flat Horizontal | Ref F Spaced Flat Vertical | Cable Size |  |  | Ref A 1-Phase | Ref A 3-Phase | Ref B 1-Phase | Ref B 3-Phase | Ref C 1-Phase | Ref C 3-Phase | Column2 | Column1 | Cable Size
125 | 113 | 157 | 140 | 154 | 136 | 184 | 165 | 159 | 210 | 188 | 50 |  |  | 1.65 | 1.7 | 1.65 | 1.65 | 1.44 | 1.44 | 1.44 | 1.44 | 50
158 | 142 | 200 | 179 | 198 | 174 | 237 | 215 | 206 | 271 | 244 | 70 |  |  | 1.13 | 1.17 | 1.12 | 1.12 | 1 | 0.97 | 0.97 | 0.97 | 70
191 | 171 | 242 | 217 | 241 | 211 | 289 | 264 | 253 | 332 | 300 | 95 |  |  | 0.82 | 0.86 | 0.82 | 0.82 | 0.75 | 0.71 | 0.71 | 0.71 | 95
220 | 197 | 281 | 251 | 280 | 245 | 337 | 308 | 296 | 387 | 351 | 120 |  |  | 0.65 | 0.68 | 0.65 | 0.65 | 0.59 | 0.57 | 0.57 | 0.57 | 120
253 | 226 | 307 | 267 | 324 | 283 | 389 | 358 | 343 | 448 | 408 | 150 |  |  | 0.53 | 0.54 | 0.52 | 0.52 | 0.48 | 0.45 | 0.45 | 0.45 | 150
288 | 256 | 351 | 300 | 371 | 323 | 447 | 413 | 395 | 515 | 470 | 185 |  |  | 0.42 | 0.45 | 0.43 | 0.42 | 0.38 | 0.36 | 0.36 | 0.36 | 185
338 | 300 | 412 | 351 | 439 | 382 | 530 | 492 | 471 | 611 | 561 | 240 |  |  | 0.32 | 0.34 | 0.32 | 0.32 | 0.3 | 0.28 | 0.28 | 0.28 | 240
387 | 344 | 471 | 402 | 508 | 440 | 613 | 571 | 544 | 708 | 652 | 300 |  |  | 0.26 | 0.28 | 0.26 | 0.26 | 0.25 | 0.22 | 0.22 | 0.22 | 300
|  |  |  | 658 | 594 | 679 | 628 | 638 | 798 | 742 | 380 |  |  | 0.2 |  | 0.21 | 0.21 | 0.2 | 0.18 | 0.18 | 0.18 | 380
|  |  |  | 765 | 692 | 786 | 728 | 743 | 927 | 865 | 480 |  |  | 0.16 |  | 0.17 | 0.165 | 0.165 | 0.15 | 0.15 | 0.145 | 480
|  |  |  | 871 | 791 | 903 | 836 | 849 | 1058 | 990 | 600 |  |  | 0.13 |  | 0.14 | 0.135 | 0.135 | 0.12 | 0.12 | 0.12 | 600
|  |  |  | 1001 | 991 | 1025 | 951 | 979 | 1218 | 1143 | 740 |  |  | 0.105 |  | 0.115 | 0.11 |  | 0.1 | 0.1 | 0.095 | 740
|  |  |  | 1176 | 1072 | 1191 | 1108 | 1151 | 1440 | 1355 | 960 |  |  | 0.08 |  | 0.092 | 0.087 |  | 0.082 | 0.082 | 0.076 | 960
|  |  |  | 1333 | 1217 | 1341 | 1249 | 1307 | 1643 | 1550 | 1200 |  |  | 0.064 |  | 0.079 | 0.073 |  | 0.07 | 0.07 | 0.063 | 1200
4J2A | [13 empty] | 4J2B
Ref A 1-Phase | Ref A 3-Phase | Ref B 1-Phase | Ref B 3-Phase | Ref C 1-Phase | Ref C 3-Phase | Ref E 1-Phase | Ref E 3-Phase | Cable Size | [5 empty] | Ref A 1-Phase | Ref A 3-Phase | Ref B 1-Phase | Cable Size
60 | 55 | 72 | 64 | 84 | 76 | 91 | 77 | 16 | [5 empty] | 4.8 | 4.8 | 4.2 | 16
78 | 71 | 94 | 84 | 101 | 90 | 108 | 97 | 25 | [5 empty] | 3.1 | 3.1 | 2.7 | 25
96 | 87 | 115 | 103 | 126 | 112 | 135 | 120 | 35 | [5 empty] | 2.2 | 2.2 | 1.9 | 35
115 | 104 | 138 | 124 | 154 | 136 | 164 | 146 | 50 | [5 empty] | 1.6 | 1.65 | 1.4 | 50
145 | 131 | 175 | 156 | 198 | 174 | 211 | 187 | 70 | [5 empty] | 1.1 | 1.1 | 0.96 | 70
175 | 157 | 210 | 188 | 241 | 211 | 257 | 227 | 95 | [5 empty] | 0.82 | 0.82 | 0.71 | 95
| 180 |  | 216 |  | 245 |  | 263 | 120 | [7 empty] | 0.56 | 120
| 206 |  | 240 |  | 283 |  | 304 | 150 | [7 empty] | 0.45 | 150
| 233 |  | 272 |  | 323 |  | 347 | 185 | [7 empty] | 0.37 | 185
| 273 |  | 318 |  | 382 |  | 409 | 240 | [7 empty] | 0.28 | 240
| 313 |  | 364 |  | 440 |  | 471 | 300 | [7 empty] | 0.23 | 300
4J3A | [13 empty] | 4J3B
Ref C Touching 1-Phase Flat | Ref C Touching 3-Phase Flat | Ref F Touching 1-Phase Flat | Ref F Touching 3-Phase Flat | Ref F Touching 3-Phase Trefoil | Ref F Spaced D.C. Horizontal | Ref F Spaced D.C. Vertical | Ref F Spaced 1-Phase Horizontal | Ref F Spaced 1-Phase Vertical | Ref F Spaced 3-Phase Horizontal | Ref F Spaced 3-Phase Vertical | Cable Size |  |  | Ref A 1-Phase | Ref A 3-Phase | Ref B 1-Phase | Ref B 3-Phase | Ref C 1-Phase | Ref C 3-Phase | Cable Size
179 | 165 | 192 | 176 | 162 | 216 | 197 | 212 | 199 | 215 | 192 | 50 |  |  | 1.6 | 1.6 | 1.6 | 1.4 | 1.4 | 1.35 | 50
228 | 209 | 244 | 222 | 207 | 275 | 253 | 269 | 254 | 270 | 244 | 70 |  |  | 1.1 | 1.1 | 1.1 | 0.96 | 0.97 | 0.99 | 70
276 | 252 | 294 | 267 | 252 | 332 | 307 | 328 | 310 | 324 | 296 | 95 |  |  | 0.82 | 0.83 | 0.85 | 0.71 | 0.74 | 0.76 | 95
320 | 291 | 340 | 308 | 292 | 384 | 357 | 378 | 358 | 372 | 343 | 120 |  |  | 0.66 | 0.66 | 0.69 | 0.57 | 0.6 | 0.63 | 120
368 | 333 | 390 | 352 | 337 | 441 | 411 | 429 | 409 | 424 | 394 | 150 |  |  | 0.52 | 0.53 | 0.56 | 0.46 | 0.49 | 0.52 | 150
419 | 378 | 444 | 400 | 391 | 511 | 480 | 490 | 467 | 477 | 447 | 185 |  |  | 0.42 | 0.43 | 0.46 | 0.38 | 0.4 | 0.44 | 185
494 | 443 | 521 | 468 | 465 | 605 | 572 | 576 | 549 | 554 | 523 | 240 |  |  | 0.32 | 0.34 | 0.37 | 0.29 | 0.32 | 0.35 | 240
568 | 508 | 597 | 536 | 540 | 701 | 666 | 654 | 624 | 626 | 595 | 300 |  |  | 0.26 | 0.27 | 0.3 | 0.24 | 0.26 | 0.29 | 300
655 | 573 | 688 | 608 | 625 | 812 | 780 | 735 | 704 | 693 | 649 | 380 |  |  | 0.21 | 0.23 | 0.26 | 0.195 | 0.23 | 0.27 | 380
747 | 642 | 786 | 685 | 714 | 942 | 906 | 825 | 790 | 765 | 717 | 480 |  |  | 0.16 | 0.185 | 0.23 | 0.16 | 0.2 | 0.24 | 480
836 | 706 | 880 | 757 | 801 | 1076 | 1036 | 909 | 872 | 832 | 780 | 600 |  |  | 0.13 | 0.16 | 0.2 | 0.135 | 0.175 | 0.22 | 600
934 | 764 | 988 | 824 | 897 | 1250 | 1205 | 989 | 950 | 890 | 835 | 740 |  |  | 0.105 | 0.14 | 0.19 | 0.12 | 0.165 | 0.21 | 740
1056 | 838 | 1121 | 911 | 1014 | 1488 | 1435 | 1094 | 1052 | 970 | 900 | 960 |  |  | 0.08 | 0.12 | 0.17 | 0.105 | 0.15 | 0.195 | 960
1163 | 903 | 1236 | 990 | 1118 | 1715 | 1658 | 1187 | 1141 | 1043 | 980 | 1200 |  |  | 0.064 | 0.105 | 0.155 | 0.093 | 0.14 | 0.18 | 1200
4J4A | [13 empty] | 4J4B
Ref C 1-Phase | Ref C 3-Phase | Ref E 1-Phase | Ref E 3-Phase | Ref D 1-Phase2 | Ref D 3-Phase | Cable Size | [7 empty] | Ref A 1-Phase | Ref A 3-Phase | Ref B 1-Phase | Cable Size
82 | 71 | 85 | 74 | 71 | 59 | 16 | [7 empty] | 4.8 | 4.8 | 4.2 | 16
108 | 92 | 112 | 98 | 90 | 75 | 25 | [7 empty] | 3.1 | 3.1 | 2.7 | 25
132 | 113 | 138 | 120 | 108 | 90 | 35 | [7 empty] | 2.2 | 2.2 | 1.9 | 35
159 | 137 | 166 | 145 | 128 | 106 | 50 | [7 empty] | 1.6 | 1.65 | 1.4 | 50
201 | 174 | 211 | 185 | 158 | 130 | 70 | [7 empty] | 1.1 | 1.1 | 0.96 | 70
242 | 214 | 254 | 224 | 186 | 154 | 95 | [7 empty] | 0.82 | 0.82 | 0.71 | 95
| 249 |  | 264 |  | 174 | 120 | [9 empty] | 0.56 | 120
| 284 |  | 305 |  | 197 | 150 | [9 empty] | 0.45 | 150
| 328 |  | 350 |  | 220 | 185 | [9 empty] | 0.37 | 185
| 386 |  | 418 |  | 253 | 240 | [9 empty] | 0.28 | 240
| 441 |  | 488 |  | 286 | 300 | [9 empty] | 0.23 | 300

## CABLE SIZING TOOL
Designer's Input
| Program Output | [11 empty] | 45621.5547
CABLE SIZING TOOL
| Description | Watts | PB-G10 | PB-G20 | PB-G30 | PB-G40 | PB-G50 | PB-G60 | PB-G70 | PB-G80 | PB-G90 |  | Total | Unit
|  |  | Small AC Cable | 4mm PV Cable | 6mm PV Cable | 10mm PV Cable | 16mm PV Cable | Inverter Battery Cable | Main AC Cable | Mini-Grid 4mm PV Cable | Mini-Grid 6mm PV Cable
| Sub Total (kW) |  | 5 | 5 | 5 | 5 | 5 | 162 | 5 | 100 | 250 |  | 180 | kW
| After Diversity Maximum Demand - ADMD @66% (kW) |  | 5 | 5 | 5 | 5 | 5 | 162 | 5 | 100 | 250 |  | 180 | kW
| kVA Rating @ 0.8 p.f. |  | 6.25 | 5 | 5 | 5 | 5 | 202.5 | 6.25 | 125 | 312.5 |  | 225 | kVA
| Allow for 10% load Growth (kVA) |  | 0 | 0 | 0 | 0 | 0 | 0 | 0 | 0 | 0 |  | 0
| Total kVA |  | 6.25 | 5 | 5 | 5 | 5 | 202.5 | 6.25 | 125 | 312.5 |  | 225 | kVA
Current Per Line | Total Current (A) Line 1 | [11 empty] | 1 | A | bar: PB-G10 to PB-G90
| Total Current (A) Line 2 | [11 empty] | 1 | A | bar: PB-G10; PB-G70 to PB-G90
| Total Current (A) Line 3 | [11 empty] | 1 | A | bar: PB-G10; PB-G70 to PB-G90
Ib | Total Current |  | 26.0417 | 28.62 | 28.62 | 28.62 | 28.62 | 70 | 26.0417 | 14.31 | 14.31 |  | 313.0212 | A
| Highest Current per Line (Hypothetical Scenario) | [10 empty] | 0 | 1 | A | bar: PB-G10 to PB-G90
In | Standard Capacity of Breaker Required |  | 32 | 32 | 32 | 32 | 32 | 80 | 32 | 16 | 16 |  | 320 | A
=In /C | Proposed Current Carrying Capacity of Conductor |  | 35.5556 | 32 | 32 | 32 | 32 | 98.7654 | 32 | 16 | 16 |  | 355.5556 | A
Iz | Actual Current Carrying Capacity of Conductor |  | 32.4 | 37 | 47 | 65 | 87 | 105.3 | 36 | 37 | 47 |  | 356.4 | A
|  |  | 36 | 37 | 47 | 65 | 87 | 130 | 36 | 37 | 47 |  | 396 | A
It | Tabulated Cable Current Carrying Capacity
| Class of Breaker Required | [11 empty] | C | bar: PB-G10 to PB-G90
| Size of Transformer Required |  | 50 | 50 | 50 | 50 | 50 | 250 | 50 | 160 | 400 |  | 250 | kVA
| Size of Generator Required |  | 8 | 8 | 8 | 8 | 8 | 300 | 8 | 200 | 400 |  | 250 | kVA
| Size of Circuit Protective Conductor (CPC) |  | 4 | 4 | 6 | 10 | 16 |  | 4 | 4 | 6 |  | 70 | mm²
| Cable Diameter |  | 4 | 4 | 6 | 10 | 16 | 25 | 4 | 4 | 6 |  | 120 | mm²
COPPER | Cable Description |  | 1No. Multi Core, Thermo-plastic Sheath, Non-Armour, Ref C, 2_Cables | 1No. Single Core, Non-Armour, Ref C, 2_Cables Touching Flat | 1No. Single Core, Non-Armour, Ref C, 2_Cables Touching Flat | 1No. Single Core, Non-Armour, Ref C, 2_Cables Touching Flat | 1No. Single Core, Non-Armour, Ref C, 2_Cables Touching Flat | 1No. Single Core, Non-Armour, Ref_F, 2 or 3 Cables Spaced Flat Vertical | 1No. Multi Core, Thermo-plastic Sheath, Non-Armour, Ref C, 2_Cables | 1No. Single Core, Non-Armour, Ref C, 2_Cables Touching Flat | 1No. Single Core, Non-Armour, Ref C, 2_Cables Touching Flat |  | 1No. Single Core, Non-Armour, Ref_F, 2 or 3 Cables Spaced Flat Horizontal
ALUMINIUM | Cable Description
Cable Selection Table | Table Number ( 4D1, 4D2, 4D1, etc. ) |  | 4D2 | 4D1 | 4D1 | 4D1 | 4D1 | 4D1 | 4D2 | 4D1 | 4D1 |  | 4D1
| Column Number (2, 3, 4, etc. ) |  | 6 | 6 | 6 | 6 | 6 | 12 | 6 | 6 | 6 |  | 11
| AC or DC | [11 empty] | AC | bar: PB-G10 to PB-G90
| Number of Phases (1, 3) |  | 1 | 1 | 1 | 1 | 1 | 1 | 1 | 1 | 3 |  | 3 | Φ
| Light Duty (500V) Or Heavy Duty (750V) |  | 500V | 500V | 500V | 500V | 500V | 500V | 500V | 500V | 500V |  | 500V
Rating Factors | Ambient Temperature Ca | [11 empty] | 1 | bar: PB-G10 to PB-G90
| Circuits Buried in the Ground Cc |  | 0.9 | 1 | 1 | 1 | 1 | 0.81 | 1 | 1 | 1 |  | 0.9
| Depth of Burial Cd | [11 empty] | 1 | bar: PB-G10 to PB-G90
| Semi-enclosed fuse to BS 3036 Cf | [11 empty] | 1 | bar: PB-G10 to PB-G90
| Grouping Cg | [11 empty] | 1 | bar: PB-G10 to PB-G90
| Thermal Insulation Ci | [11 empty] | 1 | bar: PB-G10 to PB-G90
| Thermal Resistivity of Soil Cs | [11 empty] | 1 | bar: PB-G10 to PB-G90
| Length of Circuit |  | 10 | 20 | 20 | 20 | 20 | 50 | 50 | 20 | 20 |  | 50 | m.
| Type of Earthing (TT, TNS, TNCS) |  | TNCS | TNCS | TNCS | TNCS | TNCS | TNCS | TNCS | TNCS | TNCS |  | TNCS
It | Initial Tabulated Cable Current Carrying Capacity |  | 36 | 37 | 37 | 37 | 37 | 130 | 36 | 20 | 20 |  | 396 | A
| Cable Size Initially |  | 4 | 4 | 4 | 4 | 4 | 25 | 4 | 1.5 | 1.5 |  | 120 | mm²
| Cable Size After Considering Voltage Drop per Amp per Meter |  | 4 | 4 | 4 | 4 | 4 | 25 | 4 | 1.5 | 1.5 |  | 120 | mm²
|  |  | 4 | 4 | 4 | 4 | 4 | 25 | 4 | 1.5 | 1.5 |  | 120 | mm²
|  |  | 4 | 4 | 4 | 4 | 4 | 25 | 4 | 1.5 | 1.5 |  | 120 | mm²
| Cable Size After Considering Earth Loop Impedance |  | 4 | 4 | 6 | 10 | 16 | 25 | 4 | 4 | 6 |  | 120 | mm²
| CPC Size Initially |  | 4 | 4 | 4 | 4 | 4 | 16 | 4 | 1.5 | 1.5 |  | 70 | mm²
| Resistance of the Line Conductor R1 |  | 4.61 | 4.61 | 4.61 | 4.61 | 4.61 | 0.727 | 4.61 | 12.1 | 12.1 |  | 0.153 | Ω
| Resistance of the Circuit Protective Conductor R2 |  | 4.61 | 4.61 | 4.61 | 4.61 | 4.61 | 1.15 | 4.61 | 12.1 | 12.1 |  | 0.268 | Ω
| External Impedance (Ze) |  | 0.35 | 0.35 | 0.35 | 0.35 | 0.35 | 0.35 | 0.35 | 0.35 | 0.35 |  | 0.35 | Ω
| Internal Impedance (R1 + R2) |  | 92.2 | 184.4 | 184.4 | 184.4 | 184.4 | 93.85 | 461 | 484 | 484 | 0 | 21.05 | Ω
| Earth Fault Loop Impedance (Zs) |  | 0.11106 | 0.2217 | 0.2217 | 0.2217 | 0.2217 | 0.11304 | 0.55362 | 0.58122 | 0.58122 | 0 | 0.02568 | Ω
Copper | Voltage Drop V/A/m | Initial | 2.8646 | 6.2964 | 6.2964 | 6.2964 | 6.2964 | 0 | 14.3229 | 8.2998 | 8.2998 |  | 5.0083 | mV/A/m
|  |  | 2.8646 | 6.2964 | 6.2964 | 6.2964 | 6.2964 | 0 | 14.3229 | 8.2998 | 8.2998 |  | 5.0083 | mV/A/m
|  |  | 2.8646 | 6.2964 | 6.2964 | 6.2964 | 6.2964 | 0 | 14.3229 | 8.2998 | 8.2998 |  | 5.0083 | mV/A/m
|  |  | 2.8646 | 6.2964 | 6.2964 | 6.2964 | 6.2964 | 0 | 14.3229 | 8.2998 | 8.2998 |  | 5.0083 | mV/A/m
Aluminium |  |  | 0 | 0 | 0 | 0 | 0 | 0 | 0 | 0 | 0 |  | 0
|  |  | 0 | 0 | 0 | 0 | 0 | 0 | 0 | 0 | 0 |  | 0
|  |  | 0 | 0 | 0 | 0 | 0 | 0 | 0 | 0 | 0 |  | 0
|  |  | 0 | 0 | 0 | 0 | 0 | 0 | 0 | 0 | 0 |  | 0
Copper |  | Final | 2.8646 | 6.2964 | 4.1785 | 2.5186 | 1.6027 | 0 | 14.3229 | 3.1482 | 2.0893 |  | 5.0083 | mV/A/m
Aluminium |  |  | 0 | 0 | 0 | 0 | 0 | 0 | 0 | 0 | 0 |  | 0
%Drop |  |  |  | 3.117% | 2.069% | 1.247% | 0.7934% |  |  | 1.559% | 1.034%
4D1 | Single-Core, Non-Armoured, With or Without Sheath Ambient Temperature: 300C Conductor Operating Temperature: 700C | 2 | 3 | 4 | 5 | 6 |  | 7 | 9 |  | 12 |  | A | B | C | D | E | F | G | 100 | 101 | 102 | 103
| Reference Method ( A, B, C, etc. ) | A | A | B | B | C |  | C | F |  | F | [5 empty] | Reference Methods
| Number of Cables ( 2 or 3 or 4 ) | 2 | 3 or 4 | 2 | 3 or 4 | 2 |  | 3 or 4 | 3 |  | 2 or 3
| Touching or Spaced ( T or S ) |  | PB-G40: Touching; PB-G60: Touching; PB-G70: Touching; PB-G90: Spaced
| Flat or Trefoil ( F or T ) |  | PB-G40: Flat; PB-G70: Flat; PB-G90: Flat
| Horizontal or Vertical ( H or V ) |  | PB-G90: Vertical
AC or DC
4D2 | Multi-Core, Thermoplastic Sheathed, Non-Armoured Ambient Temperature: 300C Conductor Operating Temperature: 700C | 2 | 3 | 4 | 5 | 6 |  | 7 | 9
| Reference Method ( A, B, C, etc. ) | A | A | B | B | C |  | C | E
| Number of Cables ( 2 or 3 or 4 ) | 2 | 3 or 4 | 2 | 3 or 4 | 2 |  | 3 or 4 | 3 or 4
Touching or Spaced ( T or S )
Flat or Trefoil ( F or T )
Horizontal or Vertical ( H or V )
AC or DC
4D3 | Single-Core, Armoured, With or Without Sheath Ambient Temperature: 300C Conductor Operating Temperature: 700C | 2 | 3 | 4 | 5 | 6 |  | 7 | 9 |  | 12
| Reference Method ( A, B, C, etc. ) | C | bar: PB-G10 to PB-G40; PB-G60 to PB-G70; PB-G90
| Number of Cables ( 2 or 3 or 4 ) | 2 | 3 or 4 | 2 | 3 or 4 | 3 or 4 |  | 2 | 2 |  | 3 or 4
| Touching or Spaced ( T or S ) | Touching | Touching | Touching | Touching | Touching |  | Spaced | Spaced |  | Spaced
| Flat or Trefoil ( F or T ) | Flat | PB-G10: Flat; PB-G20: Flat; PB-G30: Flat; PB-G40: Trefoil
| Horizontal or Vertical ( H or V ) |  | PB-G60: Horizontal; PB-G70: Horizontal; PB-G90: Vertical
AC or DC | bar: PB-G60 to PB-G70
4D4 | Multi-Core, Armoured Air Ambient Temperature: 300C Ground Ambient Temperature: 200C Conductor Operating Temperature: 700C | 2 | PB-G10: 3; PB-G20: 4; PB-G30: 5; PB-G40: 6; PB-G60: 7
| Reference Method ( A, B, C, etc. ) | C | PB-G10: C; PB-G20: E; PB-G30: E; PB-G40: D; PB-G60: D
| Number of Cables ( 2 or 3 or 4 ) | 2 | PB-G10: 3 or 4; PB-G20: 2; PB-G30: 3 or 4; PB-G40: 2; PB-G60: 3 or 4
Touching or Spaced ( T or S )
Flat or Trefoil ( F or T )
Horizontal or Vertical ( H or V )
AC or DC
4D5 | Sheathed, Flat Cable, With Protective Conductor Ambient Temperature: 300C Conductor Operating Temperature: 700C | 2 | PB-G10: 3; PB-G20: 4; PB-G30: 5; PB-G40: 6; PB-G60: 7
| Reference Method ( A, B, C, etc. ) | 100 | PB-G10: 101; PB-G20: 102; PB-G30: 103; PB-G40: C; PB-G60: A
Number of Cables ( 2 or 3 or 4 )
Touching or Spaced ( T or S )
Flat or Trefoil ( F or T )
Horizontal or Vertical ( H or V )
AC or DC
4E1 | Single-Core, Non-Armoured, With or Without Sheath Ambient Temperature: 300C Conductor Operating Temperature: 900C | 2 | 3 | 4 | 5 | 6 |  | 7 | 9 |  | 12
| Reference Method ( A, B, C, etc. ) | A | A | B | B | C |  | C | F |  | F
| Number of Cables ( 2 or 3 or 4 ) | 2 | 3 or 4 | 2 | 3 or 4 | 2 |  | 3 or 4 | 3 |  | 2 or 3
| Touching or Spaced ( T or S ) |  | PB-G40: Touching; PB-G60: Touching; PB-G70: Touching; PB-G90: Spaced
| Flat or Trefoil ( F or T ) |  | PB-G40: Flat; PB-G70: Flat; PB-G90: Flat
| Horizontal or Vertical ( H or V ) |  | PB-G90: Vertical
AC or DC
4E2 | Multi-Core, Thermoplastic Sheathed, Non-Armoured Ambient Temperature: 300C Conductor Operating Temperature: 900C | 2 | 3 | 4 | 5 | 6 |  | 7 | 9
| Reference Method ( A, B, C, etc. ) | A | A | B | B | C |  | C | E
| Number of Cables ( 2 or 3 or 4 ) | 2 | 3 or 4 | 2 | 3 or 4 | 2 |  | 3 or 4 | 3 or 4
Touching or Spaced ( T or S )
Flat or Trefoil ( F or T )
Horizontal or Vertical ( H or V )
AC or DC
4E3 | Single-Core, Armoured, With or Without Sheath Ambient Temperature: 300C Conductor Operating Temperature: 900C | 2 | 3 | 4 | 5 | 6 |  | 7 | 9 |  | 12
| Reference Method ( A, B, C, etc. ) | C | bar: PB-G10 to PB-G40; PB-G60 to PB-G70; PB-G90
| Number of Cables ( 2 or 3 or 4 ) | 2 | 3 or 4 | 2 | 3 or 4 | 3 or 4 |  | 2 | 2 |  | 3 or 4
| Touching or Spaced ( T or S ) | Touching | Touching | Touching | Touching | Touching |  | Spaced | Spaced |  | Spaced
| Flat or Trefoil ( F or T ) | Flat | PB-G10: Flat; PB-G20: Flat; PB-G30: Flat; PB-G40: Trefoil
| Horizontal or Vertical ( H or V ) |  | PB-G60: Horizontal; PB-G70: Horizontal; PB-G90: Vertical
AC or DC | bar: PB-G60 to PB-G70
4E4 | Multi-Core, Armoured Air Ambient Temperature: 300C Ground Ambient Temperature: 200C Conductor Operating Temperature: 900C | 2 | PB-G10: 3; PB-G20: 4; PB-G30: 5; PB-G40: 6; PB-G60: 7
| Reference Method ( A, B, C, etc. ) | C | PB-G10: C; PB-G20: E; PB-G30: E; PB-G40: D; PB-G60: D
| Number of Cables ( 2 or 3 or 4 ) | 2 | PB-G10: 3 or 4; PB-G20: 2; PB-G30: 3 or 4; PB-G40: 2; PB-G60: 3 or 4
Touching or Spaced ( T or S )
Flat or Trefoil ( F or T )
Horizontal or Vertical ( H or V )
AC or DC
4F1 | 600 Thermosetting Insulated, Sheathed, Non-Armoured Ambient Temperature: 300C Conductor Operating Temperature: 600C | 2 | PB-G10: 3; PB-G20: 4
Reference Method ( A, B, C, etc. )
| Number of Cables ( 2 or 3 or 4 ) | 2 | PB-G10: 3 or4or 5; PB-G20: 2
| Touching or Spaced ( T or S ) |  | PB-G20: Touching
Flat or Trefoil ( F or T )
Horizontal or Vertical ( H or V )
AC or DC
| Single-Core or Multi-Core | Multi | PB-G10: Multi; PB-G20: Single
4F2 | 900 /1800 Thermosetting Insulated, Sheathed, Non-Armoured Ambient Temperature: 300C Conductor Operating Temperature: 900C | 2 | PB-G10: 3; PB-G20: 4
Reference Method ( A, B, C, etc. )
| Number of Cables ( 2 or 3 or 4 ) | 2 | PB-G10: 3 or4or 5; PB-G20: 2
| Touching or Spaced ( T or S ) |  | PB-G20: Touching
Flat or Trefoil ( F or T )
Horizontal or Vertical ( H or V )
AC or DC
| Single-Core or Multi-Core | Multi | PB-G10: Multi; PB-G20: Single
4F3 | Non-Armoured | 2 | PB-G10: 3; PB-G20: 4
Reference Method ( A, B, C, etc. )
| Number of Cables ( 2 or 3 or 4 ) | 1-Phase | PB-G10: 3-Phase
Touching or Spaced ( T or S )
Flat or Trefoil ( F or T )
Horizontal or Vertical ( H or V )
AC or DC
Single-Core or Multi-Core
4G1 | Sheathed, Thermoplastic Covered or Bare and Exposed to Touch Ambient Temperature: 300C Sheath Operating Temperature: 700C | 2 | 2 | 3 | 3 | 4 |  | 5 | 6 |  | 8 | 9
| Reference Method ( A, B, C, etc. ) | C | C | C | C | C |  | E, F, G | E, F, G |  | E, F, G | E, F, G
| Number of Cables ( 2 or 3 or 4 ) | 2 | 2 | 3 | 3 or 4 | 3 |  | 2 | 3 |  | 2 | 3 or 4
| Touching or Spaced ( T or S ) | Touching | PB-G40: Touching; PB-G60: Touching; PB-G90: Spaced | Spaced
| Flat or Trefoil ( F or T ) |  | PB-G20: Trefoil; PB-G40: Flat; PB-G70: Trefoil; PB-G90: Flat | Flat
| Horizontal or Vertical ( H or V ) |  | PB-G90: Vertical | Horizontal
AC or DC
| Single-Core or Multi-Core | Single | Multi | Single | Multi | Single |  | Single | Single |  | Single | Single
4G2 | Bare, Not Exposed to Touch, Not in Contact with Combustible Material Ambient Temperature: 300C Sheath Operating Temperature: 1050C | 2 | 2 | 3 | 3 | 4 |  | 5 | 6 |  | 8 | 9
| Reference Method ( A, B, C, etc. ) | C | C | C | C | C |  | E, F, G | E, F, G |  | E, F, G | E, F, G
| Number of Cables ( 2 or 3 or 4 ) | 2 | 2 | 3 | 3 or 4 | 3 |  | 2 | 3 |  | 2 | 3 or 4
| Touching or Spaced ( T or S ) | Touching | PB-G40: Touching; PB-G60: Touching; PB-G90: Spaced | Spaced
| Flat or Trefoil ( F or T ) |  | PB-G20: Trefoil; PB-G40: Flat; PB-G70: Trefoil; PB-G90: Flat | Flat
| Horizontal or Vertical ( H or V ) |  | PB-G90: Vertical | Horizontal
AC or DC
| Single-Core or Multi-Core | Single | Multi | Single | Multi | Single |  | Single | Single |  | Single | Single
4H1 | Single-Core, Non-Armoured, With or Without Sheath Ambient Temperature: 300C Conductor Operating Temperature: 700C | 2 | 3 | 4 | 5 | 6 |  | 7 | 9 |  | 12
| Reference Method ( A, B, C, etc. ) | A | A | B | B | C |  | C | F |  | F
| Number of Cables ( 2 or 3 or 4 ) | 2 | 3 or 4 | 2 | 3 or 4 | 2 |  | 3 or 4 | 3 |  | 2 or 3
| Touching or Spaced ( T or S ) |  | PB-G40: Touching; PB-G60: Touching; PB-G70: Touching; PB-G90: Spaced
| Flat or Trefoil ( F or T ) |  | PB-G40: Flat; PB-G70: Flat; PB-G90: Flat
| Horizontal or Vertical ( H or V ) |  | PB-G90: Vertical
AC or DC
4H2 | Multi-Core, Thermoplastic Sheathed, Non-Armoured Ambient Temperature: 300C Conductor Operating Temperature: 700C | 2 | 3 | 4 | 5 | 6 |  | 7 | 9
| Reference Method ( A, B, C, etc. ) | A | A | B | B | C |  | C | E
| Number of Cables ( 2 or 3 or 4 ) | 2 | 3 or 4 | 2 | 3 or 4 | 2 |  | 3 or 4 | 3 or 4
Touching or Spaced ( T or S )
Flat or Trefoil ( F or T )
Horizontal or Vertical ( H or V )
AC or DC
4H3 | Single-Core, Armoured, With or Without Sheath Ambient Temperature: 300C Conductor Operating Temperature: 700C | 2 | 3 | 4 | 5 | 6 |  | 7 | 9 |  | 12
| Reference Method ( A, B, C, etc. ) | C | bar: PB-G10 to PB-G40; PB-G60 to PB-G70; PB-G90
| Number of Cables ( 2 or 3 or 4 ) | 2 | 3 or 4 | 2 | 3 or 4 | 3 or 4 |  | 2 | 2 |  | 3 or 4
| Touching or Spaced ( T or S ) | Touching | Touching | Touching | Touching | Touching |  | Spaced | Spaced |  | Spaced
| Flat or Trefoil ( F or T ) | Flat | PB-G10: Flat; PB-G20: Flat; PB-G30: Flat; PB-G40: Trefoil
| Horizontal or Vertical ( H or V ) |  | PB-G60: Horizontal; PB-G70: Horizontal; PB-G90: Vertical
AC or DC | bar: PB-G60 to PB-G70
4H4 | Multi-Core, Armoured Air Ambient Temperature: 300C Ground Ambient Temperature: 200C Conductor Operating Temperature: 700C | 2 | PB-G10: 3; PB-G20: 4; PB-G30: 5; PB-G40: 6; PB-G60: 7
| Reference Method ( A, B, C, etc. ) | C | PB-G10: C; PB-G20: E; PB-G30: E; PB-G40: D; PB-G60: D
| Number of Cables ( 2 or 3 or 4 ) | 2 | PB-G10: 3 or 4; PB-G20: 2; PB-G30: 3 or 4; PB-G40: 2; PB-G60: 3 or 4
Touching or Spaced ( T or S )
Flat or Trefoil ( F or T )
Horizontal or Vertical ( H or V )
AC or DC
4J1 | Single-Core, Non-Armoured, With or Without Sheath Ambient Temperature: 300C Conductor Operating Temperature: 900C | 2 | 3 | 4 | 5 | 6 |  | 7 | 9 |  | 12
| Reference Method ( A, B, C, etc. ) | A | A | B | B | C |  | C | F |  | F
| Number of Cables ( 2 or 3 or 4 ) | 2 | 3 or 4 | 2 | 3 or 4 | 2 |  | 3 or 4 | 3 |  | 2 or 3
| Touching or Spaced ( T or S ) |  | PB-G40: Touching; PB-G60: Touching; PB-G70: Touching; PB-G90: Spaced
| Flat or Trefoil ( F or T ) |  | PB-G40: Flat; PB-G70: Flat; PB-G90: Flat
| Horizontal or Vertical ( H or V ) |  | PB-G90: Vertical
AC or DC
4J2 | Multi-Core, Thermoplastic Sheathed, Non-Armoured Ambient Temperature: 300C Conductor Operating Temperature: 900C | 2 | 3 | 4 | 5 | 6 |  | 7 | 9
| Reference Method ( A, B, C, etc. ) | A | A | B | B | C |  | C | E
| Number of Cables ( 2 or 3 or 4 ) | 2 | 3 or 4 | 2 | 3 or 4 | 2 |  | 3 or 4 | 3 or 4
Touching or Spaced ( T or S )
Flat or Trefoil ( F or T )
Horizontal or Vertical ( H or V )
AC or DC
4J3 | Single-Core, Armoured, With or Without Sheath Ambient Temperature: 300C Conductor Operating Temperature: 900C | 2 | 3 | 4 | 5 | 6 |  | 7 | 9 |  | 12
| Reference Method ( A, B, C, etc. ) | C | bar: PB-G10 to PB-G40; PB-G60 to PB-G70; PB-G90
| Number of Cables ( 2 or 3 or 4 ) | 2 | 3 or 4 | 2 | 3 or 4 | 3 or 4 |  | 2 | 2 |  | 3 or 4
| Touching or Spaced ( T or S ) | Touching | Touching | Touching | Touching | Touching |  | Spaced | Spaced |  | Spaced
| Flat or Trefoil ( F or T ) | Flat | PB-G10: Flat; PB-G20: Flat; PB-G30: Flat; PB-G40: Trefoil
| Horizontal or Vertical ( H or V ) |  | PB-G60: Horizontal; PB-G70: Horizontal; PB-G90: Vertical
AC or DC | bar: PB-G60 to PB-G70
4J4 | Multi-Core, Armoured Air Ambient Temperature: 300C Ground Ambient Temperature: 200C Conductor Operating Temperature: 900C | 2 | PB-G10: 3; PB-G20: 4; PB-G30: 5; PB-G40: 6; PB-G60: 7
| Reference Method ( A, B, C, etc. ) | C | PB-G10: C; PB-G20: E; PB-G30: E; PB-G40: D; PB-G60: D
| Number of Cables ( 2 or 3 or 4 ) | 2 | PB-G10: 3 or 4; PB-G20: 2; PB-G30: 3 or 4; PB-G40: 2; PB-G60: 3 or 4
Touching or Spaced ( T or S )
Flat or Trefoil ( F or T )
Horizontal or Vertical ( H or V )
AC or DC
Note on B43: TABLE: 54.7 IEE WIRING REGULATION
Note on B51: 70 deg Thermoplastic Insulated Cable (4D1, 4D2, 4D3, 4D4, 4D5) 90 deg Thermosetting Insulated Cable (4E1, 4E2, 4E3, 4E4) Flexible Cable (4F1, 4F2, 4F3) Mineral Insulated Cable (4G1, 4G2) 70 deg Thermoplastic Insulated Cable (4H1, 4H2, 4H3, 4H4) 90 deg Thermosetting Insulated Cable (4J1, 4J2, 4J3, 4J4)
Note on N106: Enclosed in Conduit in Thermally insulating wall
Note on O106: Enclosed in Conduit or trunking on or in a wall
Note on P106: Clipped Direct on Surface or masonry (without conduit or trunking)
Note on Q106: Direct in Ground, or in ducting in Ground, in or around building
Note on R106: In free air or on a perforated cable tray, Horizontal or Vertical
Note on S106: In free air or on a perforated cable tray, Horizontal or Vertical
Note on T106: In free air
Note on U106: Flat twin and earth cable clipped direct to a wooden joist, or touching the plasterboard ceiling surface, above a plasterboard ceiling with thermal insulation =<100mm thickness
Note on V106: Flat twin and earth cable clipped direct to a wooden joist, or touching the plasterboard ceiling surface, above a plasterboard ceiling with thermal insulation >100mm thickness
Note on W106: Flat twin and earth cable in a stud wall with thermal insulation, touching the inner wall surface, or touching the plasterboard ceiling surface, above a plasterboard ceiling
Note on X106: Flat twin and earth cable in a stud wall with thermal insulation, and not touching the inner wall surface